## Asset Register
Hierarchy Lvl 1 Description | Hierarchy Lvl 2 Description | Hierarchy Lvl 3 Description | Asset ID | Asset Description | Location | Status | Manufacturer | Model | Serial Number
Canyon Collectors IBWC | Gravity Mains | Canyon Collectors System | E-00001596 | COLLECTOR, CANYON, DEL SOL 00012-CYN-DELSOL | SIT-0011 | Installed
Canyon Collectors IBWC | Gravity Mains | Canyon Collectors System | E-00001597 | COLLECTOR, CANYON, GOAT 00014-CYN-GOAT | SIT-0011 | Installed
Canyon Collectors IBWC | Gravity Mains | Canyon Collectors System | E-00001598 | COLLECTOR, CANYON, SILVA DRAIN 00011-CYN-SILVA | SIT-0011 | Installed
Canyon Collectors IBWC | Gravity Mains | Canyon Collectors System | E-00001599 | COLLECTOR, CANYON, SMUGGLER'S GULCH 00013-CYN-SMUGGLERS | SIT-0011 | Installed
Canyon Collectors IBWC | Gravity Mains | Canyon Collectors System | E-00001600 | COLLECTOR, CANYON, STEWARTS DRAIN 00010-CYN-STEWARTS | SIT-0011 | Installed
Canyon Collectors IBWC | Gravity Mains | Canyon Collectors System | E-00001894 | Controller, Recycled Water Flowmeter, Influent Sampler Area, Teledyne-Isco, 60-4 | SIT-0011 | Installed | KROHNE |  | S1021805
Canyon Collectors IBWC | Gravity Mains | Canyon Collectors System | E-00002018 | EYEWASH, PORTABLE- GOAT CANYON | SIT-0011 | Installed
Canyon Collectors IBWC | Gravity Mains | Canyon Collectors System | E-00001591 | METER, FLOW, MAGNETIC, 16", CANYON COLLECTOR 01515-FLOW-CCM1 | SIT-0011 | Installed | BAILYFISHER | 10D1465
Canyon Collectors IBWC | Gravity Mains | Canyon Collectors System | E-00001592 | METER, FLOW, MAGNETIC, 30", CANYON COLLECTOR 01515-FLOW-CCM2 | SIT-0011 | Installed | BAILYFISHER | 10D1465
Canyon Collectors IBWC | Gravity Mains | Canyon Collectors System | E-00001594 | PANEL, CONTROL, SUMP, CANYON COLLECTOR 01518-LCP-CCSP | SIT-0011 | Installed
Canyon Collectors IBWC | Gravity Mains | Canyon Collectors System | E-00000640 | PUMP, SUMP, CANYON COLLECTOR 00300-FCV8001 | SIT-0011 | Installed |  |  | 061375-1-1
Canyon Collectors IBWC | Gravity Mains | Canyon Collectors System | E-00001595 | PUMP, SUMP, CANYON COLLECTOR 01518-CCSP | SIT-0011 | Installed | BARNESPUMPS | 3SE1544
Canyon Collectors IBWC | Gravity Mains | Canyon Collectors System | E-00000993 | SAMPLER, CANYON COLLECTOR 01517-IWS2 | SIT-0011 | Installed | AMERICANSIGMA | 900 MAX
Canyon Collectors IBWC | Gravity Mains | Canyon Collectors System | E-00001593 | STRUCTURE, VAULT, METER, CANYON COLLECTOR 01514-CCMVS-BLDG | SIT-0011 | Installed
Municipal Lift Stations IBWC | Goat Canyon Pump Station | Goat Canyon Building & Grounds System | E-00000006 | BUILDING/STRUCTURE, GCPS 04100-GCLS-BLDG | SIT-0012 | Installed
Municipal Lift Stations IBWC | Goat Canyon Pump Station | Goat Canyon Building & Grounds System | E-00002670 | EXTINGUISHER, FIRE, GOAT MCC | SIT-0012 | Installed
Municipal Lift Stations IBWC | Goat Canyon Pump Station | Goat Canyon Building & Grounds System | E-00002671 | EXTINGUISHER, FIRE, HOLLISTER MCC (A) | SIT-0012 | Installed
Municipal Lift Stations IBWC | Goat Canyon Pump Station | Goat Canyon Building & Grounds System | E-00002672 | EXTINGUISHER, FIRE, HOLLISTER MCC (B) | SIT-0012 | Installed
Municipal Lift Stations IBWC | Goat Canyon Pump Station | Goat Canyon Building & Grounds System | E-00001603 | GROUNDS, GCPS 04100-GCPS-GRNDS | SIT-0012 | Installed
Municipal Lift Stations IBWC | Goat Canyon Pump Station | Goat Canyon Building & Grounds System | E-00000005 | HVAC UNIT, MCC ROOM, GCPS 04117-GCPS-HVAC | SIT-0012 | Installed
Municipal Lift Stations IBWC | Goat Canyon Pump Station | Goat Canyon Building & Grounds System | E-00001604 | PIPING, PUMP, SUMP, GCPS 04100-SP-PG-GCPS | SIT-0012 | Installed
Municipal Lift Stations IBWC | Goat Canyon Pump Station | Goat Canyon Building & Grounds System | E-00000001 | PUMP 1A, SUMP, GCPS 04116-SUMP1A | SIT-0012 | Installed | EBARA | DVFU
Municipal Lift Stations IBWC | Goat Canyon Pump Station | Goat Canyon Building & Grounds System | E-00000002 | PUMP 1B, SUMP, GCPS 04116-SUMP1B | SIT-0012 | Installed | EBARA | DVFU
Municipal Lift Stations IBWC | Goat Canyon Pump Station | Goat Canyon Building & Grounds System | E-00001605 | VALVES, PUMP, SUMP, GCPS 04100-SP-VG-GCPS | SIT-0012 | Installed
Municipal Lift Stations IBWC | Goat Canyon Pump Station | Goat Canyon Electrical & Controls System | E-00000009 | CHARGER, BATTERY, GENERATOR, GCPS 04112-BATTCHRG-GCPS | SIT-0012 | Installed | SENS | FCA24-20-2431 | 9805-89
Municipal Lift Stations IBWC | Goat Canyon Pump Station | Goat Canyon Electrical & Controls System | E-00000015 | GENERATOR, STANDBY, GCPS 04112-GCPS-GEN | SIT-0012 | Installed | MARATHON | 4M4019 | 394059
Municipal Lift Stations IBWC | Goat Canyon Pump Station | Goat Canyon Electrical & Controls System | E-00002446 | MCC (MAIN AND BUS ONLY), A & B, MCC-GC | SIT-0012 | Installed
Municipal Lift Stations IBWC | Goat Canyon Pump Station | Goat Canyon Electrical & Controls System | E-00002558 | MCC (MAIN AND BUS ONLY), DUPLEX SUMP PUMP, MCC-HS | SIT-0012 | Installed
Municipal Lift Stations IBWC | Goat Canyon Pump Station | Goat Canyon Electrical & Controls System | E-00002561 | MCC (MAIN AND BUS ONLY), INCOMING MAIN BREAKER, MCC-GC | SIT-0012 | Installed
Municipal Lift Stations IBWC | Goat Canyon Pump Station | Goat Canyon Electrical & Controls System | E-00002559 | MCC (MAIN AND BUS ONLY), INCOMING MAIN BREAKER, MCC-HS | SIT-0012 | Installed
Municipal Lift Stations IBWC | Goat Canyon Pump Station | Goat Canyon Electrical & Controls System | E-00002562 | MCC (MAIN AND BUS ONLY), INCOMING MAIN LUGS, MCC-GC | SIT-0012 | Installed
Municipal Lift Stations IBWC | Goat Canyon Pump Station | Goat Canyon Electrical & Controls System | E-00002560 | MCC (MAIN AND BUS ONLY), INCOMING MAIN LUGS, MCC-HS | SIT-0012 | Installed
Municipal Lift Stations IBWC | Goat Canyon Pump Station | Goat Canyon Electrical & Controls System | E-00002563 | MCC (MAIN AND BUS ONLY), ISOLATIOIN VALVE / WELL WATER PUMP, MCC-GC | SIT-0012 | Installed
Municipal Lift Stations IBWC | Goat Canyon Pump Station | Goat Canyon Electrical & Controls System | E-00002548 | MCC (MAIN AND BUS ONLY), LIFT PUMP-1 VFD, MCC-GC | SIT-0012 | Installed
Municipal Lift Stations IBWC | Goat Canyon Pump Station | Goat Canyon Electrical & Controls System | E-00002549 | MCC (MAIN AND BUS ONLY), LIFT PUMP-2 VFD, MCC-GC | SIT-0012 | Installed
Municipal Lift Stations IBWC | Goat Canyon Pump Station | Goat Canyon Electrical & Controls System | E-00002550 | MCC (MAIN AND BUS ONLY), LIFT PUMP-3 VFD, MCC-GC | SIT-0012 | Installed
Municipal Lift Stations IBWC | Goat Canyon Pump Station | Goat Canyon Electrical & Controls System | E-00002551 | MCC (MAIN AND BUS ONLY), LIFT PUMP-4 VFD, MCC-GC | SIT-0012 | Installed
Municipal Lift Stations IBWC | Goat Canyon Pump Station | Goat Canyon Electrical & Controls System | E-00002557 | MCC (MAIN AND BUS ONLY), TX-PP-CC / DUPLEX PUMP, MCC-GC | SIT-0012 | Installed
Municipal Lift Stations IBWC | Goat Canyon Pump Station | Goat Canyon Electrical & Controls System | E-00002663 | MCC, GC,BUCKET, LCP/ODR | SIT-0012 | Installed
Municipal Lift Stations IBWC | Goat Canyon Pump Station | Goat Canyon Electrical & Controls System | E-00000017 | MCC, GCPS 04100-MCC-GCPS | SIT-0012 | Installed
Municipal Lift Stations IBWC | Goat Canyon Pump Station | Goat Canyon Electrical & Controls System | E-00000031 | METER, ORP, GCPS 04113-ORP-GCPS | SIT-0012 | Installed | GREATLAKES | 672R
Municipal Lift Stations IBWC | Goat Canyon Pump Station | Goat Canyon Electrical & Controls System | E-00000032 | METER, PH, GCPS 04113-PH-GCPS | SIT-0012 | Installed | GREATLAKES | 672P
Municipal Lift Stations IBWC | Goat Canyon Pump Station | Goat Canyon Electrical & Controls System | E-00000019 | METER, POWER, SDG&E, GCPS 04100-SDGE-GCPS-METER | SIT-0012 | Installed
Municipal Lift Stations IBWC | Goat Canyon Pump Station | Goat Canyon Electrical & Controls System | E-00000035 | PANEL, ANNUNCIATOR, LCP, GCPS 04100-ANN-GCPS | SIT-0012 | Installed
Municipal Lift Stations IBWC | Goat Canyon Pump Station | Goat Canyon Electrical & Controls System | E-00000034 | PANEL, CONTROL, BUBBLER, GCPS 04102-BCP-GCPS | SIT-0012 | Installed
Municipal Lift Stations IBWC | Goat Canyon Pump Station | Goat Canyon Electrical & Controls System | E-00000007 | PANEL, CONTROL, FIRE ALARM, GCPS 04118-LCP-FACP | SIT-0012 | Installed
Municipal Lift Stations IBWC | Goat Canyon Pump Station | Goat Canyon Electrical & Controls System | E-00000010 | PANEL, CONTROL, GENERATOR, GCPS 04112-LCP-GEN | SIT-0012 | Installed | KOHLER | 350ROZD71
Municipal Lift Stations IBWC | Goat Canyon Pump Station | Goat Canyon Electrical & Controls System | E-00000036 | PANEL, CONTROL, LOCAL, GCPS 04100-LCP-GCPS | SIT-0012 | Installed
Municipal Lift Stations IBWC | Goat Canyon Pump Station | Goat Canyon Electrical & Controls System | E-00000026 | PANEL, CONTROL, LOCAL, ODOR REDUCTION, GCPS 04113-LCP-GCORS | SIT-0012 | Installed
Municipal Lift Stations IBWC | Goat Canyon Pump Station | Goat Canyon Electrical & Controls System | E-00000003 | PANEL, CONTROL, LOCAL, SUMP PUMP, GCPS 04116-LCP-GCPSS | SIT-0012 | Installed
Municipal Lift Stations IBWC | Goat Canyon Pump Station | Goat Canyon Electrical & Controls System | E-00000011 | PANEL, INTERFACE, OPERATOR, GCPS (PANELVIEW) 04100-OI-GCPS | SIT-0012 | Installed
Municipal Lift Stations IBWC | Goat Canyon Pump Station | Goat Canyon Electrical & Controls System | E-00000013 | PLC 1, GCPS 04100-PLC1-GCPS | SIT-0012 | Installed | ALLENBRADLEY
Municipal Lift Stations IBWC | Goat Canyon Pump Station | Goat Canyon Electrical & Controls System | E-00000014 | PLC 2, GCPS 04100-PLC2-GCPS | SIT-0012 | Installed | ALLENBRADLEY
Municipal Lift Stations IBWC | Goat Canyon Pump Station | Goat Canyon Electrical & Controls System | E-00000012 | RACK, REMOTE I/O, PLC, GCPS 04100-RPLC1-GCPS (includes Adaptors) | SIT-0012 | Installed | ALLENBRADLEY
Municipal Lift Stations IBWC | Goat Canyon Pump Station | Goat Canyon Electrical & Controls System | E-00000008 | SWITCH, TRANSFER (ATS), GENERATOR, GCPS 04112-LCP-ATS | SIT-0012 | Installed | ZENITH | ZTSDL DELAYED TRANSITION
Municipal Lift Stations IBWC | Goat Canyon Pump Station | Goat Canyon Electrical & Controls System | E-00000016 | SWITCHGEAR, MCC, GCPS 04100-MSG-GCPS | SIT-0012 | Installed
Municipal Lift Stations IBWC | Goat Canyon Pump Station | Goat Canyon Electrical & Controls System | E-00000004 | SYSTEM, CONTROL, LANDSCAPE / SPRINKLER, GCPS 04130-SPRINKLER-GCPS | SIT-0012 | Installed
Municipal Lift Stations IBWC | Goat Canyon Pump Station | Goat Canyon Electrical & Controls System | E-00000018 | TRANSFORMER, SDG&E, GCPS 04100-SDGE-GCPS | SIT-0012 | Installed
Municipal Lift Stations IBWC | Goat Canyon Pump Station | Goat Canyon Electrical & Controls System | E-00000038 | VFD, PUMP 1, SUBMERSIBLE, GCPS 04103-ASD-P1 | SIT-0012 | Installed
Municipal Lift Stations IBWC | Goat Canyon Pump Station | Goat Canyon Electrical & Controls System | E-00000040 | VFD, PUMP 2, SUBMERSIBLE, GCPS 04104-ASD-P2 | SIT-0012 | Installed
Municipal Lift Stations IBWC | Goat Canyon Pump Station | Goat Canyon Electrical & Controls System | E-00000042 | VFD, PUMP 3, SUBMERSIBLE, GCPS 04105-ASD-P3 | SIT-0012 | Installed
Municipal Lift Stations IBWC | Goat Canyon Pump Station | Goat Canyon Electrical & Controls System | E-00000044 | VFD, PUMP 4, SUBMERSIBLE, GCPS 04106-ASD-P4 | SIT-0012 | Installed
Municipal Lift Stations IBWC | Goat Canyon Pump Station | Goat Canyon Odor Control System | E-00000024 | BLOWER, ODOR REDUCTION, GCPS 04113-BLOWER-ORGCPS | SIT-0012 | Installed | NEWYORKBLOWER | 300LV XL GREY | P11995-100
Municipal Lift Stations IBWC | Goat Canyon Pump Station | Goat Canyon Odor Control System | E-00000027 | PUMP 1, RECIRCULATION, ODOR REDUCTION, GCPS 04113-ORGCPS-P1 | SIT-0012 | Installed | SERFILCO | HCL X 3/4 CK 2V (M2)-C.75 | n/a
Municipal Lift Stations IBWC | Goat Canyon Pump Station | Goat Canyon Odor Control System | E-00000028 | PUMP 2, RECIRCULATION, ODOR REDUCTION, GCPS 04113-ORGCPS-P2 | SIT-0012 | Installed | SERFILCO | HCL X 3/4 CK 2V (M2)-C.75 | 676116
Municipal Lift Stations IBWC | Goat Canyon Pump Station | Goat Canyon Odor Control System | E-00000029 | PUMP 3, RECIRCULATION, ODOR REDUCTION, GCPS 04113-ORGCPS-P3 | SIT-0012 | Installed | SERFILCO | HCL X 3/4 CK 2V (M2)-C.75 | 655088
Municipal Lift Stations IBWC | Goat Canyon Pump Station | Goat Canyon Odor Control System | E-00000023 | PUMP, METERING, CAUSTIC, GCPS 04113-NaOH-MP1 | SIT-0012 | Installed | GORMANRUPP | 15907-001 | 07112461517-4
Municipal Lift Stations IBWC | Goat Canyon Pump Station | Goat Canyon Odor Control System | E-00000030 | TOWER, SCRUBBER, ODOR REDUCTION, GCPS 04113-SCRUB-ORGCPS | SIT-0012 | Installed | USFILTER | TRIPLEX AIR SCRUBBER SYSTEM
Municipal Lift Stations IBWC | Goat Canyon Pump Station | Goat Canyon Pumping System | E-00001872 | Gate, Sluice, Inlet, 24" Isolation, Goat Canyon Collector | SIT-0012 | Installed
Municipal Lift Stations IBWC | Goat Canyon Pump Station | Goat Canyon Pumping System | E-00001601 | PIPING, GCPS 04100-PG-GCPS | SIT-0012 | Installed
Municipal Lift Stations IBWC | Goat Canyon Pump Station | Goat Canyon Pumping System | E-00000037 | PUMP 1, SUBMERSIBLE, GCPS 04103-P1 | SIT-0012 | Installed | EBARA | 150DSC3-G0852-1760
Municipal Lift Stations IBWC | Goat Canyon Pump Station | Goat Canyon Pumping System | E-00000039 | PUMP 2, SUBMERSIBLE, GCPS 04104-P2 | SIT-0012 | Installed | EBARA | 150DSC3-G0852-1760
Municipal Lift Stations IBWC | Goat Canyon Pump Station | Goat Canyon Pumping System | E-00000041 | PUMP 3, SUBMERSIBLE, GCPS 04105-P3 | SIT-0012 | Installed | EBARA | 200DSC3-E1052-1760
Municipal Lift Stations IBWC | Goat Canyon Pump Station | Goat Canyon Pumping System | E-00000043 | PUMP 4, SUBMERSIBLE, GCPS 04106-P4 | SIT-0012 | Installed | EBARA | 200DSC3-E1052-1760
Municipal Lift Stations IBWC | Goat Canyon Pump Station | Goat Canyon Pumping System | E-00000045 | TANK 1, SURGE, GCPS 04108-SA1 | SIT-0012 | Installed | YOUNG | 280 CU FT | 6018
Municipal Lift Stations IBWC | Goat Canyon Pump Station | Goat Canyon Pumping System | E-00000046 | TANK 2, SURGE, GCPS 04109-SA2 | SIT-0012 | Installed | YOUNG | 550 CU FT | 6017
Municipal Lift Stations IBWC | Goat Canyon Pump Station | Goat Canyon Pumping System | E-00000047 | VALVE, INLET, WET WELL, GCPS 04101-MV-GCPS | SIT-0012 | Installed | MILLIKEN | SERIES 600
Municipal Lift Stations IBWC | Goat Canyon Pump Station | Goat Canyon Pumping System | E-00001602 | VALVES, GCPS 04100-VG-GCPS | SIT-0012 | Installed
Municipal Lift Stations IBWC | Goat Canyon Pump Station | Goat Canyon Well Water Pumping System | E-00000048 | FILTER, HURRICANE, SYSTEM, WELL WATER, GCPS 04135-WELL-H FILTER | SIT-0012 | Installed | HARMSCO |  | 4567
Municipal Lift Stations IBWC | Goat Canyon Pump Station | Goat Canyon Well Water Pumping System | E-00000049 | SYSTEM, WELL WATER, GCPS 04135-WELL-NPW | SIT-0012 | Installed | GRUNDFOS | 75S75-12
Municipal Lift Stations IBWC | Hollister Pump Station | Hollister Building & Grounds System | E-00000050 | BUILDING/STRUCTURE, HPS 04300-HPS-BLDG | SIT-0012 | Installed
Municipal Lift Stations IBWC | Hollister Pump Station | Hollister Building & Grounds System | E-00001606 | GROUNDS, HPS 04300-HPS-GRNDS | SIT-0012 | Installed
Municipal Lift Stations IBWC | Hollister Pump Station | Hollister Building & Grounds System | E-00000055 | HVAC UNIT, ROOM, MCC, HPS 04317-HPS-HVAC | SIT-0012 | Installed
Municipal Lift Stations IBWC | Hollister Pump Station | Hollister Building & Grounds System | E-00001609 | PIPING, PUMP, SUMP, HPS 04300-SP-PG-HPS | SIT-0012 | Installed
Municipal Lift Stations IBWC | Hollister Pump Station | Hollister Building & Grounds System | E-00000051 | PUMP 1A, SUMP, HPS 04316-SUMP1A | SIT-0012 | Installed | EBARA | DVFU
Municipal Lift Stations IBWC | Hollister Pump Station | Hollister Building & Grounds System | E-00000052 | PUMP 1B, SUMP, HPS 04316-SUMP1B | SIT-0012 | Installed | EBARA | DVFU
Municipal Lift Stations IBWC | Hollister Pump Station | Hollister Building & Grounds System | E-00001610 | VALVES, PUMP, SUMP, HPS 04300-SP-VG-HPS | SIT-0012 | Installed
Municipal Lift Stations IBWC | Hollister Pump Station | Hollister Electrical & Controls System | E-00000058 | CHARGER, BATTERY, GENERATOR, HPS 04312-BATTCHRG-HPS | SIT-0012 | Installed | SENS | FCA24-20-2431 | 9805-90
Municipal Lift Stations IBWC | Hollister Pump Station | Hollister Electrical & Controls System | E-00000095 | COMPRESSOR, AIR, ARRESTOR, SURGE, HPS 04310-AC1 | SIT-0012 | Installed | INGERSOLLRAND | TYPE T30 MODEL 2475 | C839688
Municipal Lift Stations IBWC | Hollister Pump Station | Hollister Electrical & Controls System | E-00000069 | GENERATOR, STANDBY, HPS 04312-HPS-GEN | SIT-0012 | Installed | MARATHON | 5M4032 | 394405
Municipal Lift Stations IBWC | Hollister Pump Station | Hollister Electrical & Controls System | E-00002544 | MCC (MAIN AND BUS ONLY), LIFT PUMP #1 VFD, MCC-HS | SIT-0012 | Installed
Municipal Lift Stations IBWC | Hollister Pump Station | Hollister Electrical & Controls System | E-00002545 | MCC (MAIN AND BUS ONLY), LIFT PUMP #2 VFD, MCC-HS | SIT-0012 | Installed
Municipal Lift Stations IBWC | Hollister Pump Station | Hollister Electrical & Controls System | E-00002546 | MCC (MAIN AND BUS ONLY), LIFT PUMP #3 VFD, MCC-HS | SIT-0012 | Installed
Municipal Lift Stations IBWC | Hollister Pump Station | Hollister Electrical & Controls System | E-00002547 | MCC (MAIN AND BUS ONLY), LIFT PUMP #4 VFD, MCC-HS | SIT-0012 | Installed
Municipal Lift Stations IBWC | Hollister Pump Station | Hollister Electrical & Controls System | E-00002553 | MCC (MAIN AND BUS ONLY), LOW ODR, MCC-HS | SIT-0012 | Installed
Municipal Lift Stations IBWC | Hollister Pump Station | Hollister Electrical & Controls System | E-00002552 | MCC (MAIN AND BUS ONLY), LOW ODR, MCC-HS | SIT-0012 | Installed
Municipal Lift Stations IBWC | Hollister Pump Station | Hollister Electrical & Controls System | E-00002555 | MCC (MAIN AND BUS ONLY), ROOF AC, MCC-HS | SIT-0012 | Installed
Municipal Lift Stations IBWC | Hollister Pump Station | Hollister Electrical & Controls System | E-00002556 | MCC (MAIN AND BUS ONLY), T-PP-HS, MCC-HS | SIT-0012 | Installed
Municipal Lift Stations IBWC | Hollister Pump Station | Hollister Electrical & Controls System | E-00000085 | PANEL, ANNUNCIATOR, LCP, HPS 04300-ANN-HPS | SIT-0012 | Installed
Municipal Lift Stations IBWC | Hollister Pump Station | Hollister Electrical & Controls System | E-00000096 | PANEL, COMPRESSOR, AIR, ARRESTOR, SURGE, HPS 04310-LCP-AC1 | SIT-0012 | Installed | INGERSOLLRAND | TYPE T30 MODEL 2475
Municipal Lift Stations IBWC | Hollister Pump Station | Hollister Electrical & Controls System | E-00000084 | PANEL, CONTROL, BUBBLER, HPS 04302-BCP-HPS | SIT-0012 | Installed
Municipal Lift Stations IBWC | Hollister Pump Station | Hollister Electrical & Controls System | E-00000056 | PANEL, CONTROL, FIRE ALARM, HPS 04318-LCP-FACP | SIT-0012 | Installed
Municipal Lift Stations IBWC | Hollister Pump Station | Hollister Electrical & Controls System | E-00000059 | PANEL, CONTROL, GENERATOR, HPS 04312-LCP-GEN | SIT-0012 | Installed | KOHLER | 600ROZD
Municipal Lift Stations IBWC | Hollister Pump Station | Hollister Electrical & Controls System | E-00000086 | PANEL, CONTROL, LOCAL, HPS 04300-LCP-HPS | SIT-0012 | Installed
Municipal Lift Stations IBWC | Hollister Pump Station | Hollister Electrical & Controls System | E-00000053 | PANEL, CONTROL, LOCAL, PUMP, SUMP, HPS 04316-LCP-HPSS | SIT-0012 | Installed
Municipal Lift Stations IBWC | Hollister Pump Station | Hollister Electrical & Controls System | E-00000064 | PANEL, DISTRIBUTION, POWER, PP-HS, HPS 04310-PP-HS | SIT-0012 | Installed
Municipal Lift Stations IBWC | Hollister Pump Station | Hollister Electrical & Controls System | E-00000063 | PANEL, DISTRIBUTION, POWER, TRANSFORMER, PP-HS, HPS 04310-PP-HS-Transformer | SIT-0012 | Installed
Municipal Lift Stations IBWC | Hollister Pump Station | Hollister Electrical & Controls System | E-00000061 | PANEL, INTERFACE, OPERATOR, HPS (PANELVIEW) 04300-OI-HPS | SIT-0012 | Installed
Municipal Lift Stations IBWC | Hollister Pump Station | Hollister Electrical & Controls System | E-00000068 | PANEL, METER, SDG&E, HPS 04310-SDGEMT-HPS | SIT-0012 | Installed
Municipal Lift Stations IBWC | Hollister Pump Station | Hollister Electrical & Controls System | E-00000065 | PLC 1, HPS 04300-PLC1-HPS | SIT-0012 | Installed | ALLENBRADLEY
Municipal Lift Stations IBWC | Hollister Pump Station | Hollister Electrical & Controls System | E-00000066 | PLC 2, HPS 04300-PLC2-HPS | SIT-0012 | Installed | ALLENBRADLEY
Municipal Lift Stations IBWC | Hollister Pump Station | Hollister Electrical & Controls System | E-00000062 | RACK, REMOTE I/O, PLC, HPS 04300-RPLC1-HPS (includes Adaptors) | SIT-0012 | Installed | ALLENBRADLEY
Municipal Lift Stations IBWC | Hollister Pump Station | Hollister Electrical & Controls System | E-00000057 | SWITCH, TRANSFER (ATS), GENERATOR, HPS 04312-LCP-ATS | SIT-0012 | Installed | ZENITH | ZTSDL
Municipal Lift Stations IBWC | Hollister Pump Station | Hollister Electrical & Controls System | E-00000060 | SWITCHGEAR, MCC, HPS 04310-MSG-HPS | SIT-0012 | Installed
Municipal Lift Stations IBWC | Hollister Pump Station | Hollister Electrical & Controls System | E-00000054 | SYSTEM, CONTROL, LANDSCAPE / SPRINKLER, HPS 04330-SPRINKLER-HPS | SIT-0012 | Installed
Municipal Lift Stations IBWC | Hollister Pump Station | Hollister Electrical & Controls System | E-00000067 | TRANSFORMER, SDG&E, HPS 04310-SDGE-HPS | SIT-0012 | Installed
Municipal Lift Stations IBWC | Hollister Pump Station | Hollister Electrical & Controls System | E-00000088 | VFD, PUMP 1, SUBMERSIBLE, HPS 04303-ASD-P1 | SIT-0012 | Installed
Municipal Lift Stations IBWC | Hollister Pump Station | Hollister Electrical & Controls System | E-00000090 | VFD, PUMP 2, SUBMERSIBLE, HPS 04304-ASD-P2 | SIT-0012 | Installed
Municipal Lift Stations IBWC | Hollister Pump Station | Hollister Electrical & Controls System | E-00000092 | VFD, PUMP 3, SUBMERSIBLE, HPS 04305-ASD-P3 | SIT-0012 | Installed
Municipal Lift Stations IBWC | Hollister Pump Station | Hollister Electrical & Controls System | E-00000094 | VFD, PUMP 4, SUBMERSIBLE, HPS 04306-ASD-P4 | SIT-0012 | Installed
Municipal Lift Stations IBWC | Hollister Pump Station | Hollister Odor Control System | E-00000074 | BLOWER, ODOR REDUCTION, HPS 04313-BLOWER-ORHPS | SIT-0012 | Installed | NEWYORKBLOWER |  | P11995-105
Municipal Lift Stations IBWC | Hollister Pump Station | Hollister Odor Control System | E-00000080 | METER, ORP, HPS 04313-ORP-HPS | SIT-0012 | Installed | GREATLAKES | 672R
Municipal Lift Stations IBWC | Hollister Pump Station | Hollister Odor Control System | E-00000081 | METER, PH, HPS 04313-PH-HPS | SIT-0012 | Installed | GREATLAKES | 672P
Municipal Lift Stations IBWC | Hollister Pump Station | Hollister Odor Control System | E-00000075 | PANEL, CONTROL, LOCAL, ODOR REDUCTION, HPS 04313-LCP-HSORS | SIT-0012 | Installed | NEWYORKBLOWER | RFE-315
Municipal Lift Stations IBWC | Hollister Pump Station | Hollister Odor Control System | E-00000076 | PUMP 1, RECIRCULATION, ODOR REDUCTION, HPS 04313-ORHPS-P1 | SIT-0012 | Installed | SERFILCO | HCL X 3/4 CK 2V (M2)-C.75 | 02-28-200 #718
Municipal Lift Stations IBWC | Hollister Pump Station | Hollister Odor Control System | E-00000077 | PUMP 2, RECIRCULATION, ODOR REDUCTION, HPS 04313-ORHPS-P2 | SIT-0012 | Installed | SERFILCO | HCL X 3/4 CK 2V (M2)-C.75 | 07-23-07 #4307
Municipal Lift Stations IBWC | Hollister Pump Station | Hollister Odor Control System | E-00000078 | PUMP 3, RECIRCULATION, ODOR REDUCTION, HPS 04313-ORHPS-P3 | SIT-0012 | Installed | SERFILCO | HCL X 3/4 CK 2V (M2)-C.75 | 09-11-2008 #645225
Municipal Lift Stations IBWC | Hollister Pump Station | Hollister Odor Control System | E-00000073 | PUMP, METERING, CAUSTIC, HPS 04313-NaOH-MP1 | SIT-0012 | Installed | LMIPUMPS |  | 0812487661-1
Municipal Lift Stations IBWC | Hollister Pump Station | Hollister Odor Control System | E-00000079 | TOWER, SCRUBBER, ODOR REDUCTION, HPS 04313-SCRUB-ORHPS | SIT-0012 | Installed | USFILTER | TRIPLEX AIR SCRUBBER
Municipal Lift Stations IBWC | Hollister Pump Station | Hollister Pumping System | E-00001873 | Gate, Sluice, Inlet, 30" Isolation, Smuggler's Gulch Canyon Collector | SIT-0012 | Installed
Municipal Lift Stations IBWC | Hollister Pump Station | Hollister Pumping System | E-00001607 | PIPING, HPS 04300-PG-HPS | SIT-0012 | Installed
Municipal Lift Stations IBWC | Hollister Pump Station | Hollister Pumping System | E-00000087 | PUMP 1, SUBMERSIBLE, HPS 04303-P1 | SIT-0012 | Installed | EBARA | 200DSC3-E1052-1760
Municipal Lift Stations IBWC | Hollister Pump Station | Hollister Pumping System | E-00000089 | PUMP 2, SUBMERSIBLE, HPS 04304-P2 | SIT-0012 | Installed | EBARA | 200DSC3-E1052-1760
Municipal Lift Stations IBWC | Hollister Pump Station | Hollister Pumping System | E-00000091 | PUMP 3, SUBMERSIBLE, HPS 04305-P3 | SIT-0012 | Installed | EBARA | 400DSC3-E1553-1175
Municipal Lift Stations IBWC | Hollister Pump Station | Hollister Pumping System | E-00000093 | PUMP 4, SUBMERSIBLE, HPS 04306-P4 | SIT-0012 | Installed | EBARA | 400DSC3-E1553-1175
Municipal Lift Stations IBWC | Hollister Pump Station | Hollister Pumping System | E-00002016 | STATION,EYEWASH 1A- HOLLISTER | SIT-0012 | Installed
Municipal Lift Stations IBWC | Hollister Pump Station | Hollister Pumping System | E-00002017 | STATION,EYEWASH 1B- HOLLISTER | SIT-0012 | Installed
Municipal Lift Stations IBWC | Hollister Pump Station | Hollister Pumping System | E-00000097 | TANK 1, SURGE, HPS 04308-SA1 | SIT-0012 | Installed | YOUNG | 280 CU FT | 6015
Municipal Lift Stations IBWC | Hollister Pump Station | Hollister Pumping System | E-00000098 | TANK 2, SURGE, HPS 04309-SA2 | SIT-0012 | Installed | YOUNG | 1500 CU FT | 705-1
Municipal Lift Stations IBWC | Hollister Pump Station | Hollister Pumping System | E-00000099 | VALVE, INLET, WET WELL, HPS 04301-MV-HPS | SIT-0012 | Installed
Municipal Lift Stations IBWC | Hollister Pump Station | Hollister Pumping System | E-00000083 | VALVES, CHECK, 30-INCH PIPE, HPS 04300-PVRV30-HPS | SIT-0012 | Installed
Municipal Lift Stations IBWC | Hollister Pump Station | Hollister Pumping System | E-00000082 | VALVES, CHECK,, 16-INCH PIPE, HPS 04300-PVRV16-HPS | SIT-0012 | Installed
Municipal Lift Stations IBWC | Hollister Pump Station | Hollister Pumping System | E-00001608 | VALVES, HPS 04300-VG-HPS | SIT-0012 | Installed
Municipal Wastewater Treatment Plant | Biological - Carbon | Aeration Basin Drainage Pumping System | E-00000273 | PIPING, PUMP, DRAIN, AST ASTDPPG | SIT-0011 | Installed
Municipal Wastewater Treatment Plant | Biological - Carbon | Aeration Basin Drainage Pumping System | E-00000274 | PIPING, PUMP, SUMP, AST ASTSPPG | SIT-0011 | Installed
Municipal Wastewater Treatment Plant | Biological - Carbon | Aeration Basin Drainage Pumping System | E-00000146 | PUMP 1, TANK DRAIN, ACTIVATED SLUDGE ASTDP1, MO.P08LA-12L | SIT-0011 | Installed | CRANEPUMP | P08LA-12L | T1449972
Municipal Wastewater Treatment Plant | Biological - Carbon | Aeration Basin Drainage Pumping System | E-00000147 | PUMP 1, TANK SUMP, ACTIVATED SLUDGE ASTSP1 | SIT-0011 | Installed | BARNESPUMPS | 3SE1544DS | 084930A-01
Municipal Wastewater Treatment Plant | Biological - Carbon | Aeration Basin Drainage Pumping System | E-00000148 | PUMP 2, TANK SUMP, ACTIVATED SLUDGE ASTSP2 | SIT-0011 | Installed | BARNESPUMPS | 3SE1544DS | 084930A-02
Municipal Wastewater Treatment Plant | Biological - Carbon | Aeration Basin Drainage Pumping System | E-00000149 | PUMP 3, TANK SUMP, ACTIVATED SLUDGE ASTSP3 | SIT-0011 | Installed | BARNESPUMPS | 3SE1544DS | 084930A-03
Municipal Wastewater Treatment Plant | Biological - Carbon | Aeration Basin Drainage Pumping System | E-00000150 | PUMP 4, TANK SUMP, ACTIVATED SLUDGE ASTSP4 | SIT-0011 | Installed | BARNESPUMPS | 3SE1544DS | 084930A-04
Municipal Wastewater Treatment Plant | Biological - Carbon | Aeration Basin Drainage Pumping System | E-00000152 | VALVES, PUMP, DRAIN, AST ASTDPVG | SIT-0011 | Installed
Municipal Wastewater Treatment Plant | Biological - Carbon | Aeration Basin Drainage Pumping System | E-00000153 | VALVES, PUMP, SUMP, AST ASTSPVG | SIT-0011 | Installed
Municipal Wastewater Treatment Plant | Biological - Carbon | Aeration Basin Influent Channel System | E-00000386 | GATE 1, WEIR, INFLUENT CHANNEL, AST (18 X 24) ASTCWG1 | SIT-0011 | Installed
Municipal Wastewater Treatment Plant | Biological - Carbon | Aeration Basin Influent Channel System | E-00000387 | GATE 2, WEIR, INFLUENT CHANNEL, AST (18 X 24) ASTCWG2 | SIT-0011 | Installed
Municipal Wastewater Treatment Plant | Biological - Carbon | Aeration Basin Influent Channel System | E-00000388 | GATE 3, WEIR, INFLUENT CHANNEL, AST (18 X 24) ASTCWG3 | SIT-0011 | Installed
Municipal Wastewater Treatment Plant | Biological - Carbon | Aeration Basin Influent Channel System | E-00000389 | GATE 4, WEIR, INFLUENT CHANNEL, AST (18 X 24) ASTCWG4 | SIT-0011 | Installed
Municipal Wastewater Treatment Plant | Biological - Carbon | Aeration Basin Influent Channel System | E-00000390 | GATE 5, WEIR, INFLUENT CHANNEL, AST (18 X 24) ASTCWG5 | SIT-0011 | Installed
Municipal Wastewater Treatment Plant | Biological - Carbon | Aeration Basin Influent Channel System | E-00000391 | GATE 6, WEIR, INFLUENT CHANNEL, AST (18 X 24) ASTCWG6 | SIT-0011 | Installed
Municipal Wastewater Treatment Plant | Biological - Carbon | Aeration Basin Influent Channel System | E-00000385 | GATE 7, WEIR, INFLUENT CHANNEL, AST (18 X 24) ASTCWG7 | SIT-0011 | Installed
Municipal Wastewater Treatment Plant | Biological - Carbon | Aeration Basin Influent Channel System | E-00001640 | STRUCTURE, INFLUENT CHANNEL, AST ASTC-STRUCTURE | SIT-0011 | Installed
Municipal Wastewater Treatment Plant | Biological - Carbon | Aeration Basins System | E-00000319 | CRANE, 4-TON, NORTH BRIDGE NBC | SIT-0011 | Installed | OCI | 4-TON | NC0528-265
Municipal Wastewater Treatment Plant | Biological - Carbon | Aeration Basins System | E-00000314 | FAN, EXHAUST, GALLERY ASTGEF-1 | SIT-0011 | Installed
Municipal Wastewater Treatment Plant | Biological - Carbon | Aeration Basins System | E-00000315 | FAN, EXHAUST, GALLERY ASTGEF-2 | SIT-0011 | Installed
Municipal Wastewater Treatment Plant | Biological - Carbon | Aeration Basins System | E-00000316 | FAN, EXHAUST, GALLERY SGSF1A | SIT-0011 | Installed
Municipal Wastewater Treatment Plant | Biological - Carbon | Aeration Basins System | E-00000317 | FAN, EXHAUST, GALLERY SGSF1B | SIT-0011 | Installed
Municipal Wastewater Treatment Plant | Biological - Carbon | Aeration Basins System | E-00001994 | HOIST, DAVIT - PORTA CRANE, MIXER 3, ZONE D, ANAEROBIC (TANK 3) ASTMX 3D | SIT-0011 | Installed
Municipal Wastewater Treatment Plant | Biological - Carbon | Aeration Basins System | E-00001971 | HOIST, DAVIT - PORTA CRANE, MIXER 1, ZONE A, ANAEROBIC (TANK 1) ASTMX 1A | SIT-0011 | Installed
Municipal Wastewater Treatment Plant | Biological - Carbon | Aeration Basins System | E-00001978 | HOIST, DAVIT - PORTA CRANE, MIXER 1, ZONE B, ANAEROBIC (TANK 1) ASTMX 1B | SIT-0011 | Installed
Municipal Wastewater Treatment Plant | Biological - Carbon | Aeration Basins System | E-00001985 | HOIST, DAVIT - PORTA CRANE, MIXER 1, ZONE C, ANAEROBIC (TANK 1) ASTMX 1C | SIT-0011 | Installed
Municipal Wastewater Treatment Plant | Biological - Carbon | Aeration Basins System | E-00001992 | HOIST, DAVIT - PORTA CRANE, MIXER 1, ZONE D, ANAEROBIC (TANK 1) ASTMX 1D | SIT-0011 | Installed
Municipal Wastewater Treatment Plant | Biological - Carbon | Aeration Basins System | E-00001999 | HOIST, DAVIT - PORTA CRANE, MIXER 1, ZONE E, ANAEROBIC (TANK 1) ASTMX 1E | SIT-0011 | Installed
Municipal Wastewater Treatment Plant | Biological - Carbon | Aeration Basins System | E-00002006 | HOIST, DAVIT - PORTA CRANE, MIXER 1, ZONE F, ANAEROBIC (TANK 1) ASTMX 1F | SIT-0011 | Installed
Municipal Wastewater Treatment Plant | Biological - Carbon | Aeration Basins System | E-00001972 | HOIST, DAVIT - PORTA CRANE, MIXER 2, ZONE A, ANAEROBIC (TANK 2) ASTMX 2A | SIT-0011 | Installed
Municipal Wastewater Treatment Plant | Biological - Carbon | Aeration Basins System | E-00001979 | HOIST, DAVIT - PORTA CRANE, MIXER 2, ZONE B, ANAEROBIC (TANK 2) ASTMX 2B | SIT-0011 | Installed
Municipal Wastewater Treatment Plant | Biological - Carbon | Aeration Basins System | E-00001986 | HOIST, DAVIT - PORTA CRANE, MIXER 2, ZONE C, ANAEROBIC (TANK 2) ASTMX 2C | SIT-0011 | Installed
Municipal Wastewater Treatment Plant | Biological - Carbon | Aeration Basins System | E-00002000 | HOIST, DAVIT - PORTA CRANE, MIXER 2, ZONE E, ANAEROBIC (TANK 2) ASTMX 2E | SIT-0011 | Installed
Municipal Wastewater Treatment Plant | Biological - Carbon | Aeration Basins System | E-00002007 | HOIST, DAVIT - PORTA CRANE, MIXER 2, ZONE F, ANAEROBIC (TANK 2) ASTMX 2F | SIT-0011 | Installed
Municipal Wastewater Treatment Plant | Biological - Carbon | Aeration Basins System | E-00001973 | HOIST, DAVIT - PORTA CRANE, MIXER 3, ZONE A, ANAEROBIC (TANK 3) ASTMX 3A | SIT-0011 | Installed
Municipal Wastewater Treatment Plant | Biological - Carbon | Aeration Basins System | E-00001980 | HOIST, DAVIT - PORTA CRANE, MIXER 3, ZONE B, ANAEROBIC (TANK 3) ASTMX 3B | SIT-0011 | Installed
Municipal Wastewater Treatment Plant | Biological - Carbon | Aeration Basins System | E-00001987 | HOIST, DAVIT - PORTA CRANE, MIXER 3, ZONE C, ANAEROBIC (TANK 3) ASTMX 3C | SIT-0011 | Installed
Municipal Wastewater Treatment Plant | Biological - Carbon | Aeration Basins System | E-00002001 | HOIST, DAVIT - PORTA CRANE, MIXER 3, ZONE E, ANAEROBIC (TANK 3) ASTMX 3E | SIT-0011 | Installed
Municipal Wastewater Treatment Plant | Biological - Carbon | Aeration Basins System | E-00002008 | HOIST, DAVIT - PORTA CRANE, MIXER 3, ZONE F, ANAEROBIC (TANK 3) ASTMX 3F | SIT-0011 | Installed
Municipal Wastewater Treatment Plant | Biological - Carbon | Aeration Basins System | E-00001974 | HOIST, DAVIT - PORTA CRANE, MIXER 4, ZONE A, ANAEROBIC (TANK 4) ASTMX 4A | SIT-0011 | Installed
Municipal Wastewater Treatment Plant | Biological - Carbon | Aeration Basins System | E-00001981 | HOIST, DAVIT - PORTA CRANE, MIXER 4, ZONE B, ANAEROBIC (TANK 4) ASTMX 4B | SIT-0011 | Installed
Municipal Wastewater Treatment Plant | Biological - Carbon | Aeration Basins System | E-00001988 | HOIST, DAVIT - PORTA CRANE, MIXER 4, ZONE C, ANAEROBIC (TANK 4) ASTMX 4C | SIT-0011 | Installed
Municipal Wastewater Treatment Plant | Biological - Carbon | Aeration Basins System | E-00001995 | HOIST, DAVIT - PORTA CRANE, MIXER 4, ZONE D, ANAEROBIC (TANK 4) ASTMX 4D | SIT-0011 | Installed
Municipal Wastewater Treatment Plant | Biological - Carbon | Aeration Basins System | E-00002002 | HOIST, DAVIT - PORTA CRANE, MIXER 4, ZONE E, ANAEROBIC (TANK 4) ASTMX 4E | SIT-0011 | Installed
Municipal Wastewater Treatment Plant | Biological - Carbon | Aeration Basins System | E-00002009 | HOIST, DAVIT - PORTA CRANE, MIXER 4, ZONE F, ANAEROBIC (TANK 4) ASTMX 4F | SIT-0011 | Installed
Municipal Wastewater Treatment Plant | Biological - Carbon | Aeration Basins System | E-00001975 | HOIST, DAVIT - PORTA CRANE, MIXER 5, ZONE A, ANAEROBIC (TANK 5) ASTMX 5A | SIT-0011 | Installed
Municipal Wastewater Treatment Plant | Biological - Carbon | Aeration Basins System | E-00001982 | HOIST, DAVIT - PORTA CRANE, MIXER 5, ZONE B, ANAEROBIC (TANK 5) ASTMX 5B | SIT-0011 | Installed
Municipal Wastewater Treatment Plant | Biological - Carbon | Aeration Basins System | E-00001989 | HOIST, DAVIT - PORTA CRANE, MIXER 5, ZONE C, ANAEROBIC (TANK 5) ASTMX 5C | SIT-0011 | Installed
Municipal Wastewater Treatment Plant | Biological - Carbon | Aeration Basins System | E-00001996 | HOIST, DAVIT - PORTA CRANE, MIXER 5, ZONE D, ANAEROBIC (TANK 5) ASTMX 5D | SIT-0011 | Installed
Municipal Wastewater Treatment Plant | Biological - Carbon | Aeration Basins System | E-00002003 | HOIST, DAVIT - PORTA CRANE, MIXER 5, ZONE E, ANAEROBIC (TANK 5) ASTMX 5E | SIT-0011 | Installed
Municipal Wastewater Treatment Plant | Biological - Carbon | Aeration Basins System | E-00002010 | HOIST, DAVIT - PORTA CRANE, MIXER 5, ZONE F, ANAEROBIC (TANK 5) ASTMX 5F | SIT-0011 | Installed
Municipal Wastewater Treatment Plant | Biological - Carbon | Aeration Basins System | E-00001976 | HOIST, DAVIT - PORTA CRANE, MIXER 6, ZONE A, ANAEROBIC (TANK 6) ASTMX 6A | SIT-0011 | Installed
Municipal Wastewater Treatment Plant | Biological - Carbon | Aeration Basins System | E-00001983 | HOIST, DAVIT - PORTA CRANE, MIXER 6, ZONE B, ANAEROBIC (TANK 6) ASTMX 6B | SIT-0011 | Installed
Municipal Wastewater Treatment Plant | Biological - Carbon | Aeration Basins System | E-00001990 | HOIST, DAVIT - PORTA CRANE, MIXER 6, ZONE C, ANAEROBIC (TANK 6) ASTMX 6C | SIT-0011 | Installed
Municipal Wastewater Treatment Plant | Biological - Carbon | Aeration Basins System | E-00001997 | HOIST, DAVIT - PORTA CRANE, MIXER 6, ZONE D, ANAEROBIC (TANK 6) ASTMX 6D | SIT-0011 | Installed
Municipal Wastewater Treatment Plant | Biological - Carbon | Aeration Basins System | E-00002004 | HOIST, DAVIT - PORTA CRANE, MIXER 6, ZONE E, ANAEROBIC (TANK 6) ASTMX 6E | SIT-0011 | Installed
Municipal Wastewater Treatment Plant | Biological - Carbon | Aeration Basins System | E-00002011 | HOIST, DAVIT - PORTA CRANE, MIXER 6, ZONE F, ANAEROBIC (TANK 6) ASTMX 6F | SIT-0011 | Installed
Municipal Wastewater Treatment Plant | Biological - Carbon | Aeration Basins System | E-00001977 | HOIST, DAVIT - PORTA CRANE, MIXER 7, ZONE A, ANAEROBIC (TANK 7) ASTMX 7A | SIT-0011 | Installed
Municipal Wastewater Treatment Plant | Biological - Carbon | Aeration Basins System | E-00001984 | HOIST, DAVIT - PORTA CRANE, MIXER 7, ZONE B, ANAEROBIC (TANK 7) ASTMX 7B | SIT-0011 | Installed
Municipal Wastewater Treatment Plant | Biological - Carbon | Aeration Basins System | E-00001991 | HOIST, DAVIT - PORTA CRANE, MIXER 7, ZONE C, ANAEROBIC (TANK 7) ASTMX 7C | SIT-0011 | Installed
Municipal Wastewater Treatment Plant | Biological - Carbon | Aeration Basins System | E-00001998 | HOIST, DAVIT - PORTA CRANE, MIXER 7, ZONE D, ANAEROBIC (TANK 7) ASTMX 7D | SIT-0011 | Installed
Municipal Wastewater Treatment Plant | Biological - Carbon | Aeration Basins System | E-00002005 | HOIST, DAVIT - PORTA CRANE, MIXER 7, ZONE E, ANAEROBIC (TANK 7) ASTMX 7E | SIT-0011 | Installed
Municipal Wastewater Treatment Plant | Biological - Carbon | Aeration Basins System | E-00002012 | HOIST, DAVIT - PORTA CRANE, MIXER 7, ZONE F, ANAEROBIC (TANK 7) ASTMX 7F | SIT-0011 | Installed
Municipal Wastewater Treatment Plant | Biological - Carbon | Aeration Basins System | E-00001993 | HOIST, DAVIT - PORTA CRANES, MIXER 2, ZONE D, ANAEROBIC (TANK 2) ASTMX 2D | SIT-0011 | Installed
Municipal Wastewater Treatment Plant | Biological - Carbon | Aeration Basins System | E-00000279 | LIGHTING, AREA, TANK, AST LG-06 | SIT-0011 | Installed
Municipal Wastewater Treatment Plant | Biological - Carbon | Aeration Basins System | E-00000280 | LIGHTING, TUNNEL, AST LG-07 | SIT-0011 | Installed
Municipal Wastewater Treatment Plant | Biological - Carbon | Aeration Basins System | E-00000209 | MIXER 1, ZONE A, ANAEROBIC (TANK 1) ASTMX 1A | SIT-0011 | Installed | FLYGTPUMP | SR-4640.411
Municipal Wastewater Treatment Plant | Biological - Carbon | Aeration Basins System | E-00000216 | MIXER 1, ZONE B, ANAEROBIC (TANK 1) ASTMX 1B | SIT-0011 | Installed | FLYGTPUMP | SR-4640.411
Municipal Wastewater Treatment Plant | Biological - Carbon | Aeration Basins System | E-00000223 | MIXER 1, ZONE C, ANAEROBIC (TANK 1) ASTMX 1C | SIT-0011 | Installed | FLYGTPUMP | SR-4640.411
Municipal Wastewater Treatment Plant | Biological - Carbon | Aeration Basins System | E-00000230 | MIXER 1, ZONE D, ANAEROBIC (TANK 1) ASTMX 1D | SIT-0011 | Installed | FLYGTPUMP | SR-4640.411
Municipal Wastewater Treatment Plant | Biological - Carbon | Aeration Basins System | E-00000237 | MIXER 1, ZONE E, ANAEROBIC (TANK 1) ASTMX 1E | SIT-0011 | Installed | FLYGTPUMP | SR-4640.411
Municipal Wastewater Treatment Plant | Biological - Carbon | Aeration Basins System | E-00000244 | MIXER 1, ZONE F, ANAEROBIC (TANK 1) ASTMX 1F | SIT-0011 | Installed | FLYGTPUMP | SR-4640.411
Municipal Wastewater Treatment Plant | Biological - Carbon | Aeration Basins System | E-00000210 | MIXER 2, ZONE A, ANAEROBIC (TANK 2) ASTMX 2A | SIT-0011 | Installed | FLYGTPUMP | SR-4640.411
Municipal Wastewater Treatment Plant | Biological - Carbon | Aeration Basins System | E-00000217 | MIXER 2, ZONE B, ANAEROBIC (TANK 2) ASTMX 2B | SIT-0011 | Installed | FLYGTPUMP | SR-4640.411
Municipal Wastewater Treatment Plant | Biological - Carbon | Aeration Basins System | E-00000224 | MIXER 2, ZONE C, ANAEROBIC (TANK 2) ASTMX 2C | SIT-0011 | Installed | FLYGTPUMP | SR-4640.411
Municipal Wastewater Treatment Plant | Biological - Carbon | Aeration Basins System | E-00000231 | MIXER 2, ZONE D, ANAEROBIC (TANK 2) ASTMX 2D | SIT-0011 | Installed | FLYGTPUMP | SR-4640.411
Municipal Wastewater Treatment Plant | Biological - Carbon | Aeration Basins System | E-00000238 | MIXER 2, ZONE E, ANAEROBIC (TANK 2) ASTMX 2E | SIT-0011 | Installed | FLYGTPUMP | SR-4640.411
Municipal Wastewater Treatment Plant | Biological - Carbon | Aeration Basins System | E-00000245 | MIXER 2, ZONE F, ANAEROBIC (TANK 2) ASTMX 2F | SIT-0011 | Installed | FLYGTPUMP | SR-4640.411
Municipal Wastewater Treatment Plant | Biological - Carbon | Aeration Basins System | E-00000211 | MIXER 3, ZONE A, ANAEROBIC (TANK 3) ASTMX 3A | SIT-0011 | Installed | FLYGTPUMP | SR-4640.411
Municipal Wastewater Treatment Plant | Biological - Carbon | Aeration Basins System | E-00000218 | MIXER 3, ZONE B, ANAEROBIC (TANK 3) ASTMX 3B | SIT-0011 | Installed | FLYGTPUMP | SR-4640.411
Municipal Wastewater Treatment Plant | Biological - Carbon | Aeration Basins System | E-00000225 | MIXER 3, ZONE C, ANAEROBIC (TANK 3) ASTMX 3C | SIT-0011 | Installed | FLYGTPUMP | SR-4640.411
Municipal Wastewater Treatment Plant | Biological - Carbon | Aeration Basins System | E-00000232 | MIXER 3, ZONE D, ANAEROBIC (TANK 3) ASTMX 3D | SIT-0011 | Installed | FLYGTPUMP | SR-4640.411
Municipal Wastewater Treatment Plant | Biological - Carbon | Aeration Basins System | E-00000239 | MIXER 3, ZONE E, ANAEROBIC (TANK 3) ASTMX 3E | SIT-0011 | Installed | FLYGTPUMP | SR-4640.411
Municipal Wastewater Treatment Plant | Biological - Carbon | Aeration Basins System | E-00000246 | MIXER 3, ZONE F, ANAEROBIC (TANK 3) ASTMX 3F | SIT-0011 | Installed | FLYGTPUMP | SR-4640.411
Municipal Wastewater Treatment Plant | Biological - Carbon | Aeration Basins System | E-00000212 | MIXER 4, ZONE A, ANAEROBIC (TANK 4) ASTMX 4A | SIT-0011 | Installed | FLYGTPUMP | SR-4640.411
Municipal Wastewater Treatment Plant | Biological - Carbon | Aeration Basins System | E-00000219 | MIXER 4, ZONE B, ANAEROBIC (TANK 4) ASTMX 4B | SIT-0011 | Installed | FLYGTPUMP | SR-4640.411
Municipal Wastewater Treatment Plant | Biological - Carbon | Aeration Basins System | E-00000226 | MIXER 4, ZONE C, ANAEROBIC (TANK 4) ASTMX 4C | SIT-0011 | Installed | FLYGTPUMP | SR-4640.411
Municipal Wastewater Treatment Plant | Biological - Carbon | Aeration Basins System | E-00000233 | MIXER 4, ZONE D, ANAEROBIC (TANK 4) ASTMX 4D | SIT-0011 | Installed | FLYGTPUMP | SR-4640.411
Municipal Wastewater Treatment Plant | Biological - Carbon | Aeration Basins System | E-00000240 | MIXER 4, ZONE E, ANAEROBIC (TANK 4) ASTMX 4E | SIT-0011 | Installed | FLYGTPUMP | SR-4640.411
Municipal Wastewater Treatment Plant | Biological - Carbon | Aeration Basins System | E-00000247 | MIXER 4, ZONE F, ANAEROBIC (TANK 4) ASTMX 4F | SIT-0011 | Installed | FLYGTPUMP | SR-4640.411
Municipal Wastewater Treatment Plant | Biological - Carbon | Aeration Basins System | E-00000213 | MIXER 5, ZONE A, ANAEROBIC (TANK 5) ASTMX 5A | SIT-0011 | Installed | FLYGTPUMP | SR-4640.411
Municipal Wastewater Treatment Plant | Biological - Carbon | Aeration Basins System | E-00000220 | MIXER 5, ZONE B, ANAEROBIC (TANK 5) ASTMX 5B | SIT-0011 | Installed | FLYGTPUMP | SR-4640.411
Municipal Wastewater Treatment Plant | Biological - Carbon | Aeration Basins System | E-00000227 | MIXER 5, ZONE C, ANAEROBIC (TANK 5) ASTMX 5C | SIT-0011 | Installed | FLYGTPUMP | SR-4640.411
Municipal Wastewater Treatment Plant | Biological - Carbon | Aeration Basins System | E-00000234 | MIXER 5, ZONE D, ANAEROBIC (TANK 5) ASTMX 5D | SIT-0011 | Installed | FLYGTPUMP | SR-4640.411
Municipal Wastewater Treatment Plant | Biological - Carbon | Aeration Basins System | E-00000241 | MIXER 5, ZONE E, ANAEROBIC (TANK 5) ASTMX 5E | SIT-0011 | Installed | FLYGTPUMP | SR-4640.411
Municipal Wastewater Treatment Plant | Biological - Carbon | Aeration Basins System | E-00000248 | MIXER 5, ZONE F, ANAEROBIC (TANK 5) ASTMX 5F | SIT-0011 | Installed | FLYGTPUMP | SR-4640.411
Municipal Wastewater Treatment Plant | Biological - Carbon | Aeration Basins System | E-00000214 | MIXER 6, ZONE A, ANAEROBIC (TANK 6) ASTMX 6A | SIT-0011 | Installed | FLYGTPUMP | SR-4640.411
Municipal Wastewater Treatment Plant | Biological - Carbon | Aeration Basins System | E-00000221 | MIXER 6, ZONE B, ANAEROBIC (TANK 6) ASTMX 6B | SIT-0011 | Installed | FLYGTPUMP | SR-4640.411
Municipal Wastewater Treatment Plant | Biological - Carbon | Aeration Basins System | E-00000228 | MIXER 6, ZONE C, ANAEROBIC (TANK 6) ASTMX 6C | SIT-0011 | Installed | FLYGTPUMP | SR-4640.411
Municipal Wastewater Treatment Plant | Biological - Carbon | Aeration Basins System | E-00000235 | MIXER 6, ZONE D, ANAEROBIC (TANK 6) ASTMX 6D | SIT-0011 | Installed | FLYGTPUMP | SR-4640.411
Municipal Wastewater Treatment Plant | Biological - Carbon | Aeration Basins System | E-00000242 | MIXER 6, ZONE E, ANAEROBIC (TANK 6) ASTMX 6E | SIT-0011 | Installed | FLYGTPUMP | SR-4640.411
Municipal Wastewater Treatment Plant | Biological - Carbon | Aeration Basins System | E-00000249 | MIXER 6, ZONE F, ANAEROBIC (TANK 6) ASTMX 6F | SIT-0011 | Installed | FLYGTPUMP | SR-4640.411
Municipal Wastewater Treatment Plant | Biological - Carbon | Aeration Basins System | E-00000215 | MIXER 7, ZONE A, ANAEROBIC (TANK 7) ASTMX 7A | SIT-0011 | Installed | FLYGTPUMP | SR-4640.411
Municipal Wastewater Treatment Plant | Biological - Carbon | Aeration Basins System | E-00000222 | MIXER 7, ZONE B, ANAEROBIC (TANK 7) ASTMX 7B | SIT-0011 | Installed | FLYGTPUMP | SR-4640.411
Municipal Wastewater Treatment Plant | Biological - Carbon | Aeration Basins System | E-00000229 | MIXER 7, ZONE C, ANAEROBIC (TANK 7) ASTMX 7C | SIT-0011 | Installed | FLYGTPUMP | SR-4640.411
Municipal Wastewater Treatment Plant | Biological - Carbon | Aeration Basins System | E-00000236 | MIXER 7, ZONE D, ANAEROBIC (TANK 7) ASTMX 7D | SIT-0011 | Installed | FLYGTPUMP | SR-4640.411
Municipal Wastewater Treatment Plant | Biological - Carbon | Aeration Basins System | E-00000243 | MIXER 7, ZONE E, ANAEROBIC (TANK 7) ASTMX 7E | SIT-0011 | Installed | FLYGTPUMP | SR-4640.411
Municipal Wastewater Treatment Plant | Biological - Carbon | Aeration Basins System | E-00000250 | MIXER 7, ZONE F, ANAEROBIC (TANK 7) ASTMX 7F | SIT-0011 | Installed | FLYGTPUMP | SR-4640.411
Municipal Wastewater Treatment Plant | Biological - Carbon | Aeration Basins System | E-00000251 | PIPING, AST ASTPG | SIT-0011 | Installed
Municipal Wastewater Treatment Plant | Biological - Carbon | Aeration Basins System | E-00000145 | PIPING, LOP LOPPG | SIT-0011 | Installed
Municipal Wastewater Treatment Plant | Biological - Carbon | Aeration Basins System | E-00001862 | PUMP, POLYMER ADDITION, AST, PP410 | SIT-0011 | Installed
Municipal Wastewater Treatment Plant | Biological - Carbon | Aeration Basins System | E-00000195 | TANK 1, SLUDGE, ACTIVATED AST1 | SIT-0011 | Installed
Municipal Wastewater Treatment Plant | Biological - Carbon | Aeration Basins System | E-00000197 | TANK 2, SLUDGE, ACTIVATED AST2 | SIT-0011 | Installed
Municipal Wastewater Treatment Plant | Biological - Carbon | Aeration Basins System | E-00000199 | TANK 3, SLUDGE, ACTIVATED AST3 | SIT-0011 | Installed
Municipal Wastewater Treatment Plant | Biological - Carbon | Aeration Basins System | E-00000201 | TANK 4, SLUDGE, ACTIVATED AST4 | SIT-0011 | Installed
Municipal Wastewater Treatment Plant | Biological - Carbon | Aeration Basins System | E-00000203 | TANK 5, SLUDGE, ACTIVATED AST5 | SIT-0011 | Installed
Municipal Wastewater Treatment Plant | Biological - Carbon | Aeration Basins System | E-00000205 | TANK 6, SLUDGE, ACTIVATED AST6 | SIT-0011 | Installed
Municipal Wastewater Treatment Plant | Biological - Carbon | Aeration Basins System | E-00000207 | TANK 7, SLUDGE, ACTIVATED AST7 | SIT-0011 | Installed
Municipal Wastewater Treatment Plant | Biological - Carbon | Aeration Basins System | E-00000151 | VALVES, AST ASTVG | SIT-0011 | Installed
Municipal Wastewater Treatment Plant | Biological - Carbon | Aeration Basins System | E-00000318 | VALVES, LOP LOPVG | SIT-0011 | Installed
Municipal Wastewater Treatment Plant | Biological - Carbon | Biological Power & Controls System | E-00002719 | Ductless Air Handler DAF MCC | SIT-0011 | Installed
Municipal Wastewater Treatment Plant | Biological - Carbon | Biological Power & Controls System | E-00000120 | FEEDER 806L, PAB1, BLOWER, AIR, PROCESS BRK-PAB1 | SIT-0011 | Installed
Municipal Wastewater Treatment Plant | Biological - Carbon | Biological Power & Controls System | E-00000121 | FEEDER 806L, PAB2, BLOWER, AIR, PROCESS BRK-PAB2 | SIT-0011 | Installed
Municipal Wastewater Treatment Plant | Biological - Carbon | Biological Power & Controls System | E-00000122 | FEEDER 806L, PAB3, BLOWER, AIR, PROCESS BRK-PAB3 | SIT-0011 | Installed
Municipal Wastewater Treatment Plant | Biological - Carbon | Biological Power & Controls System | E-00002045 | MCC BUCKET, MIXER 1, ZONE A, ANAEROBIC (TANK 1) ASTMX 1A | SIT-0011 | Installed
Municipal Wastewater Treatment Plant | Biological - Carbon | Biological Power & Controls System | E-00002046 | MCC BUCKET, MIXER 1, ZONE C, ANAEROBIC (TANK 1) ASTMX 1C | SIT-0011 | Installed
Municipal Wastewater Treatment Plant | Biological - Carbon | Biological Power & Controls System | E-00002047 | MCC BUCKET, MIXER 1, ZONE E, ANAEROBIC (TANK 1) ASTMX 1E | SIT-0011 | Installed
Municipal Wastewater Treatment Plant | Biological - Carbon | Biological Power & Controls System | E-00002048 | MCC BUCKET, MIXER 2, ZONE B, ANAEROBIC (TANK 2) ASTMX 2B | SIT-0011 | Installed
Municipal Wastewater Treatment Plant | Biological - Carbon | Biological Power & Controls System | E-00002049 | MCC BUCKET, MIXER 2, ZONE D, ANAEROBIC (TANK 2) ASTMX 2D | SIT-0011 | Installed
Municipal Wastewater Treatment Plant | Biological - Carbon | Biological Power & Controls System | E-00002050 | MCC BUCKET, MIXER 2, ZONE F, ANAEROBIC (TANK 2) ASTMX 2F | SIT-0011 | Installed
Municipal Wastewater Treatment Plant | Biological - Carbon | Biological Power & Controls System | E-00002051 | MCC BUCKET, MIXER 3, ZONE A, ANAEROBIC (TANK 3) ASTMX 3A | SIT-0011 | Installed
Municipal Wastewater Treatment Plant | Biological - Carbon | Biological Power & Controls System | E-00002052 | MCC BUCKET, MIXER 3, ZONE C, ANAEROBIC (TANK 3) ASTMX 3C | SIT-0011 | Installed
Municipal Wastewater Treatment Plant | Biological - Carbon | Biological Power & Controls System | E-00002053 | MCC BUCKET, MIXER 3, ZONE E, ANAEROBIC (TANK 3) ASTMX 3E | SIT-0011 | Installed
Municipal Wastewater Treatment Plant | Biological - Carbon | Biological Power & Controls System | E-00002054 | MCC BUCKET, MIXER 4, ZONE B, ANAEROBIC (TANK 4) ASTMX 4B | SIT-0011 | Installed
Municipal Wastewater Treatment Plant | Biological - Carbon | Biological Power & Controls System | E-00002055 | MCC BUCKET, MIXER 4, ZONE D, ANAEROBIC (TANK 4) ASTMX 4D | SIT-0011 | Installed
Municipal Wastewater Treatment Plant | Biological - Carbon | Biological Power & Controls System | E-00002056 | MCC BUCKET, MIXER 4, ZONE F, ANAEROBIC (TANK 4) ASTMX 4F | SIT-0011 | Installed
Municipal Wastewater Treatment Plant | Biological - Carbon | Biological Power & Controls System | E-00002060 | MCC BUCKET, MIXER 5, ZONE A, ANAEROBIC (TANK 5) ASTMX 5A | SIT-0011 | Installed
Municipal Wastewater Treatment Plant | Biological - Carbon | Biological Power & Controls System | E-00002061 | MCC BUCKET, MIXER 5, ZONE C, ANAEROBIC (TANK 5) ASTMX 5C | SIT-0011 | Installed
Municipal Wastewater Treatment Plant | Biological - Carbon | Biological Power & Controls System | E-00002062 | MCC BUCKET, MIXER 5, ZONE E, ANAEROBIC (TANK 5) ASTMX 5E | SIT-0011 | Installed
Municipal Wastewater Treatment Plant | Biological - Carbon | Biological Power & Controls System | E-00002063 | MCC BUCKET, MIXER 6, ZONE B, ANAEROBIC (TANK 6) ASTMX 6B | SIT-0011 | Installed
Municipal Wastewater Treatment Plant | Biological - Carbon | Biological Power & Controls System | E-00002064 | MCC BUCKET, MIXER 6, ZONE D, ANAEROBIC (TANK 6) ASTMX 6D | SIT-0011 | Installed
Municipal Wastewater Treatment Plant | Biological - Carbon | Biological Power & Controls System | E-00002065 | MCC BUCKET, MIXER 6, ZONE F, ANAEROBIC (TANK 6) ASTMX 6F | SIT-0011 | Installed
Municipal Wastewater Treatment Plant | Biological - Carbon | Biological Power & Controls System | E-00002066 | MCC BUCKET, MIXER 7, ZONE A, ANAEROBIC (TANK 7) ASTMX 7A | SIT-0011 | Installed
Municipal Wastewater Treatment Plant | Biological - Carbon | Biological Power & Controls System | E-00002067 | MCC BUCKET, MIXER 7, ZONE C, ANAEROBIC (TANK 7) ASTMX 7C | SIT-0011 | Installed
Municipal Wastewater Treatment Plant | Biological - Carbon | Biological Power & Controls System | E-00002068 | MCC BUCKET, MIXER 7, ZONE E, ANAEROBIC (TANK 7) ASTMX 7E | SIT-0011 | Installed
Municipal Wastewater Treatment Plant | Biological - Carbon | Biological Power & Controls System | E-00002667 | MCC BUCKET, MIXER 7, ZONE E, ANAEROBIC (TANK 7) ASTMX 7F | SIT-0011 | Installed
Municipal Wastewater Treatment Plant | Biological - Carbon | Biological Power & Controls System | E-00002122 | MCC BUCKET, NAOCL, RASCLP | SIT-0011 | Installed | CUTLERHAMMER | FREEDOM SERIES 2100
Municipal Wastewater Treatment Plant | Biological - Carbon | Biological Power & Controls System | E-00002326 | MCC-ASTN2, Bucket,PAB1 Demister | SIT-0011 | Installed
Municipal Wastewater Treatment Plant | Biological - Carbon | Biological Power & Controls System | E-00002327 | MCC-ASTN2, Bucket,PAB1-LOP | SIT-0011 | Installed
Municipal Wastewater Treatment Plant | Biological - Carbon | Biological Power & Controls System | E-00002328 | MCC-ASTN2, Bucket,PAB2-Demister | SIT-0011 | Installed
Municipal Wastewater Treatment Plant | Biological - Carbon | Biological Power & Controls System | E-00002329 | MCC-ASTN2, Bucket,PAB2-Lube Oil | SIT-0011 | Installed
Municipal Wastewater Treatment Plant | Biological - Carbon | Biological Power & Controls System | E-00002330 | MCC-ASTN2, Bucket,PAB3 | SIT-0011 | Installed
Municipal Wastewater Treatment Plant | Biological - Carbon | Biological Power & Controls System | E-00002331 | MCC-ASTN2, Bucket,PAB3-LOP | SIT-0011 | Installed
Municipal Wastewater Treatment Plant | Biological - Carbon | Biological Power & Controls System | E-00002332 | MCC-ASTN2, Bucket,PABV1 / Spare | SIT-0011 | Installed
Municipal Wastewater Treatment Plant | Biological - Carbon | Biological Power & Controls System | E-00002333 | MCC-ASTN2, Bucket,PAIV2-Blowoff Valve | SIT-0011 | Installed
Municipal Wastewater Treatment Plant | Biological - Carbon | Biological Power & Controls System | E-00002334 | MCC-ASTN2, Bucket,PAIV2-Isolatioin Valve | SIT-0011 | Installed
Municipal Wastewater Treatment Plant | Biological - Carbon | Biological Power & Controls System | E-00002335 | MCC-ASTN2, Bucket,PAIV3 / PABV3 | SIT-0011 | Installed
Municipal Wastewater Treatment Plant | Biological - Carbon | Biological Power & Controls System | E-00002376 | MCC-ASTN2, Bucket,SCAB1 | SIT-0011 | Installed
Municipal Wastewater Treatment Plant | Biological - Carbon | Biological Power & Controls System | E-00002377 | MCC-ASTN2, Bucket,SCAB2 | SIT-0011 | Installed
Municipal Wastewater Treatment Plant | Biological - Carbon | Biological Power & Controls System | E-00002378 | MCC-ASTN2, Bucket,SCAB3 | SIT-0011 | Installed
Municipal Wastewater Treatment Plant | Biological - Carbon | Biological Power & Controls System | E-00002401 | MCC-ASTN2, Bucket,Spare / PAIV1 | SIT-0011 | Installed
Municipal Wastewater Treatment Plant | Biological - Carbon | Biological Power & Controls System | E-00002418 | MCC-ASTN2, Bucket,Tie Breaker | SIT-0011 | Installed
Municipal Wastewater Treatment Plant | Biological - Carbon | Biological Power & Controls System | E-00002431 | MCC-ASTN2, Bucket,TSP11 | SIT-0011 | Installed
Municipal Wastewater Treatment Plant | Biological - Carbon | Biological Power & Controls System | E-00002432 | MCC-ASTN2, Bucket,TSP11-ATS | SIT-0011 | Installed
Municipal Wastewater Treatment Plant | Biological - Carbon | Biological Power & Controls System | E-00002215 | MCC-DAF, Bucket, DSC1 | SIT-0011 | Installed | CUTLERHAMMER | FREEDOM SERIES 2100
Municipal Wastewater Treatment Plant | Biological - Carbon | Biological Power & Controls System | E-00002216 | MCC-DAF, Bucket,DSC2 | SIT-0011 | Installed | CUTLERHAMMER | FREEDOM SERIES 2100
Municipal Wastewater Treatment Plant | Biological - Carbon | Biological Power & Controls System | E-00002217 | MCC-DAF, Bucket,DSP1 / TM9 | SIT-0011 | Installed | CUTLERHAMMER | FREEDOM SERIES 2100
Municipal Wastewater Treatment Plant | Biological - Carbon | Biological Power & Controls System | E-00002267 | MCC-DAF, Bucket,Main Breaker "A" | SIT-0011 | Installed | CUTLERHAMMER | FREEDOM SERIES 2100
Municipal Wastewater Treatment Plant | Biological - Carbon | Biological Power & Controls System | E-00002275 | MCC-DAF, Bucket,Main Breaker "B" | SIT-0011 | Installed | CUTLERHAMMER | FREEDOM SERIES 2100
Municipal Wastewater Treatment Plant | Biological - Carbon | Biological Power & Controls System | E-00002412 | MCC-DAF, Bucket,TC9 / Spare | SIT-0011 | Installed | CUTLERHAMMER | FREEDOM SERIES 2100
Municipal Wastewater Treatment Plant | Biological - Carbon | Biological Power & Controls System | E-00002413 | MCC-DAF, Bucket,Tie Breaker | SIT-0011 | Installed | CUTLERHAMMER | FREEDOM SERIES 2100
Municipal Wastewater Treatment Plant | Biological - Carbon | Biological Power & Controls System | E-00002422 | MCC-DAF, Bucket,TL9 / HVC1 | SIT-0011 | Installed | CUTLERHAMMER | FREEDOM SERIES 2100
Municipal Wastewater Treatment Plant | Biological - Carbon | Biological Power & Controls System | E-00002433 | MCC-DAF, Bucket,TWASP1 | SIT-0011 | Installed | CUTLERHAMMER | FREEDOM SERIES 2100
Municipal Wastewater Treatment Plant | Biological - Carbon | Biological Power & Controls System | E-00002434 | MCC-DAF, Bucket,TWASP2 | SIT-0011 | Installed | CUTLERHAMMER | FREEDOM SERIES 2100
Municipal Wastewater Treatment Plant | Biological - Carbon | Biological Power & Controls System | E-00002226 | MCC-DAFT1A, Bucket,EQ Tank-1 Mixer-1 | SIT-0011 | Installed | CUTLERHAMMER | FREEDOM SERIES 2100
Municipal Wastewater Treatment Plant | Biological - Carbon | Biological Power & Controls System | E-00002227 | MCC-DAFT1A, Bucket,EQ Tank-1 Mixer-2 | SIT-0011 | Installed | CUTLERHAMMER | FREEDOM SERIES 2100
Municipal Wastewater Treatment Plant | Biological - Carbon | Biological Power & Controls System | E-00002228 | MCC-DAFT1A, Bucket,EQ Tank-1 Mixer-3 | SIT-0011 | Installed | CUTLERHAMMER | FREEDOM SERIES 2100
Municipal Wastewater Treatment Plant | Biological - Carbon | Biological Power & Controls System | E-00002232 | MCC-DAFT1A, Bucket,Exist MCC DAF | SIT-0011 | Installed | CUTLERHAMMER | FREEDOM SERIES 2100
Municipal Wastewater Treatment Plant | Biological - Carbon | Biological Power & Controls System | E-00002235 | MCC-DAFT1A, Bucket,Gate Actuator EGTV-1 / EGTV-2 | SIT-0011 | Installed | CUTLERHAMMER | FREEDOM SERIES 2100
Municipal Wastewater Treatment Plant | Biological - Carbon | Biological Power & Controls System | E-00002265 | MCC-DAFT1A, Bucket,Main Breaker | SIT-0011 | Installed | CUTLERHAMMER | FREEDOM SERIES 2100
Municipal Wastewater Treatment Plant | Biological - Carbon | Biological Power & Controls System | E-00002409 | MCC-DAFT1A, Bucket,T-12G | SIT-0011 | Installed | CUTLERHAMMER | FREEDOM SERIES 2100
Municipal Wastewater Treatment Plant | Biological - Carbon | Biological Power & Controls System | E-00002414 | MCC-DAFT1A, Bucket,Tie Breaker | SIT-0011 | Installed | CUTLERHAMMER | FREEDOM SERIES 2100
Municipal Wastewater Treatment Plant | Biological - Carbon | Biological Power & Controls System | E-00002443 | MCC-DAFT1A, Bucket,Wet Well Pump-1 | SIT-0011 | Installed | CUTLERHAMMER | FREEDOM SERIES 2100
Municipal Wastewater Treatment Plant | Biological - Carbon | Biological Power & Controls System | E-00002225 | MCC-DAFT1B, Bucket,EGTV-34 / Sump Pump | SIT-0011 | Installed | CUTLERHAMMER | FREEDOM SERIES 2100
Municipal Wastewater Treatment Plant | Biological - Carbon | Biological Power & Controls System | E-00002229 | MCC-DAFT1B, Bucket,EQ Tank-2 Mixer-4 | SIT-0011 | Installed | CUTLERHAMMER | FREEDOM SERIES 2100
Municipal Wastewater Treatment Plant | Biological - Carbon | Biological Power & Controls System | E-00002230 | MCC-DAFT1B, Bucket,EQ Tank-2 Mixer-5 | SIT-0011 | Installed | CUTLERHAMMER | FREEDOM SERIES 2100
Municipal Wastewater Treatment Plant | Biological - Carbon | Biological Power & Controls System | E-00002231 | MCC-DAFT1B, Bucket,EQ Tank-2 Mixer-6 | SIT-0011 | Installed | CUTLERHAMMER | FREEDOM SERIES 2100
Municipal Wastewater Treatment Plant | Biological - Carbon | Biological Power & Controls System | E-00002233 | MCC-DAFT1B, Bucket,Exist MCC DAF | SIT-0011 | Installed | CUTLERHAMMER | FREEDOM SERIES 2100
Municipal Wastewater Treatment Plant | Biological - Carbon | Biological Power & Controls System | E-00002266 | MCC-DAFT1B, Bucket,Main Breaker | SIT-0011 | Installed | CUTLERHAMMER | FREEDOM SERIES 2100
Municipal Wastewater Treatment Plant | Biological - Carbon | Biological Power & Controls System | E-00002352 | MCC-DAFT1B, Bucket,Pole Lights / EGTV-3 | SIT-0011 | Installed
Municipal Wastewater Treatment Plant | Biological - Carbon | Biological Power & Controls System | E-00002408 | MCC-DAFT1B, Bucket,T-12F3 | SIT-0011 | Installed | CUTLERHAMMER | FREEDOM SERIES 2100
Municipal Wastewater Treatment Plant | Biological - Carbon | Biological Power & Controls System | E-00002444 | MCC-DAFT1B, Bucket,Wet Well Pump-2 | SIT-0011 | Installed | CUTLERHAMMER | FREEDOM SERIES 2100
Municipal Wastewater Treatment Plant | Biological - Carbon | Biological Power & Controls System | E-00002299 | MCC-HWE, Bucket,ORMP1 | SIT-0011 | Installed | CUTLERHAMMER | FREEDOM SERIES 2100
Municipal Wastewater Treatment Plant | Biological - Carbon | Biological Power & Controls System | E-00002307 | MCC-HWE, Bucket,ORMP2 | SIT-0011 | Installed | CUTLERHAMMER | FREEDOM SERIES 2100
Municipal Wastewater Treatment Plant | Biological - Carbon | Biological Power & Controls System | E-00002308 | MCC-HWE, Bucket,ORMP3 | SIT-0011 | Installed | CUTLERHAMMER | FREEDOM SERIES 2100
Municipal Wastewater Treatment Plant | Biological - Carbon | Biological Power & Controls System | E-00002309 | MCC-HWE, Bucket,ORMP4 | SIT-0011 | Installed | CUTLERHAMMER | FREEDOM SERIES 2100
Municipal Wastewater Treatment Plant | Biological - Carbon | Biological Power & Controls System | E-00002315 | MCC-HWE, Bucket,ORRP1 | SIT-0011 | Installed | CUTLERHAMMER | FREEDOM SERIES 2100
Municipal Wastewater Treatment Plant | Biological - Carbon | Biological Power & Controls System | E-00002317 | MCC-HWE, Bucket,ORRP2 | SIT-0011 | Installed | CUTLERHAMMER | FREEDOM SERIES 2100
Municipal Wastewater Treatment Plant | Biological - Carbon | Biological Power & Controls System | E-00002374 | MCC-HWE, Bucket,SBPW1 / SWTW1 | SIT-0011 | Installed | CUTLERHAMMER | FREEDOM SERIES 2100
Municipal Wastewater Treatment Plant | Biological - Carbon | Biological Power & Controls System | E-00002375 | MCC-HWE, Bucket,SBPW2 / SBTW2 | SIT-0011 | Installed | CUTLERHAMMER | FREEDOM SERIES 2100
Municipal Wastewater Treatment Plant | Biological - Carbon | Biological Power & Controls System | E-00002379 | MCC-HWE, Bucket,SCN1 | SIT-0011 | Installed | CUTLERHAMMER | FREEDOM SERIES 2100
Municipal Wastewater Treatment Plant | Biological - Carbon | Biological Power & Controls System | E-00002380 | MCC-HWE, Bucket,SCN2 | SIT-0011 | Installed | CUTLERHAMMER | FREEDOM SERIES 2100
Municipal Wastewater Treatment Plant | Biological - Carbon | Biological Power & Controls System | E-00002381 | MCC-HWE, Bucket,SCN3 | SIT-0011 | Installed | CUTLERHAMMER | FREEDOM SERIES 2100
Municipal Wastewater Treatment Plant | Biological - Carbon | Biological Power & Controls System | E-00002386 | MCC-HWE, Bucket,SF1 | SIT-0011 | Installed | CUTLERHAMMER | FREEDOM SERIES 2100
Municipal Wastewater Treatment Plant | Biological - Carbon | Biological Power & Controls System | E-00002406 | MCC-HWE, Bucket,Sump Pump | SIT-0011 | Installed | CUTLERHAMMER | FREEDOM SERIES 2100
Municipal Wastewater Treatment Plant | Biological - Carbon | Biological Power & Controls System | E-00002405 | MCC-HWE, Bucket,Sump Pump | SIT-0011 | Installed | CUTLERHAMMER | FREEDOM SERIES 2100
Municipal Wastewater Treatment Plant | Biological - Carbon | Biological Power & Controls System | E-00002415 | MCC-HWE, Bucket,Tie Breaker | SIT-0011 | Installed | CUTLERHAMMER | FREEDOM SERIES 2100
Municipal Wastewater Treatment Plant | Biological - Carbon | Biological Power & Controls System | E-00002425 | MCC-HWE, Bucket,TSC4 / CNV2P | SIT-0011 | Installed | CUTLERHAMMER | FREEDOM SERIES 2100
Municipal Wastewater Treatment Plant | Biological - Carbon | Biological Power & Controls System | E-00002445 | MCC-HWE, Bucket,WH-Sampler | SIT-0011 | Installed | CUTLERHAMMER | FREEDOM SERIES 2100
Municipal Wastewater Treatment Plant | Biological - Carbon | Biological Power & Controls System | E-00002339 | MCC-PSTE-1, Bucket,PFAP1 | SIT-0011 | Installed
Municipal Wastewater Treatment Plant | Biological - Carbon | Biological Power & Controls System | E-00002340 | MCC-PSTE-1, Bucket,PFAP2 | SIT-0011 | Installed
Municipal Wastewater Treatment Plant | Biological - Carbon | Biological Power & Controls System | E-00002343 | MCC-PSTE-1, Bucket,PFAP5 | SIT-0011 | Installed
Municipal Wastewater Treatment Plant | Biological - Carbon | Biological Power & Controls System | E-00002345 | MCC-PSTE-1, Bucket,PFTP1 | SIT-0011 | Installed
Municipal Wastewater Treatment Plant | Biological - Carbon | Biological Power & Controls System | E-00002351 | MCC-PSTE-1, Bucket,PMFT1 | SIT-0011 | Installed
Municipal Wastewater Treatment Plant | Biological - Carbon | Biological Power & Controls System | E-00002353 | MCC-PSTE-1, Bucket,PPMT1 | SIT-0011 | Installed
Municipal Wastewater Treatment Plant | Biological - Carbon | Biological Power & Controls System | E-00002435 | MCC-PSTE-1, Bucket,USFAP1 | SIT-0011 | Installed
Municipal Wastewater Treatment Plant | Biological - Carbon | Biological Power & Controls System | E-00002442 | MCC-PSTE-1, Bucket,Water CHAMP#2 / TM2 | SIT-0011 | Installed
Municipal Wastewater Treatment Plant | Biological - Carbon | Biological Power & Controls System | E-00002234 | MCC-PSTE-2, Bucket,Ferric Skid | SIT-0011 | Installed | CUTLERHAMMER | FREEDOM SERIES 2100
Municipal Wastewater Treatment Plant | Biological - Carbon | Biological Power & Controls System | E-00002262 | MCC-PSTE-2, Bucket,Incoming Feed | SIT-0011 | Installed | CUTLERHAMMER | FREEDOM SERIES 2100
Municipal Wastewater Treatment Plant | Biological - Carbon | Biological Power & Controls System | E-00002341 | MCC-PSTE-2, Bucket,PFAP3 | SIT-0011 | Installed
Municipal Wastewater Treatment Plant | Biological - Carbon | Biological Power & Controls System | E-00002342 | MCC-PSTE-2, Bucket,PFAP4 | SIT-0011 | Installed
Municipal Wastewater Treatment Plant | Biological - Carbon | Biological Power & Controls System | E-00002344 | MCC-PSTE-2, Bucket,PFMT2 | SIT-0011 | Installed
Municipal Wastewater Treatment Plant | Biological - Carbon | Biological Power & Controls System | E-00002346 | MCC-PSTE-2, Bucket,PFTP2 | SIT-0011 | Installed
Municipal Wastewater Treatment Plant | Biological - Carbon | Biological Power & Controls System | E-00002354 | MCC-PSTE-2, Bucket,PPMT2 | SIT-0011 | Installed
Municipal Wastewater Treatment Plant | Biological - Carbon | Biological Power & Controls System | E-00002436 | MCC-PSTE-2, Bucket,USFAP2 | SIT-0011 | Installed
Municipal Wastewater Treatment Plant | Biological - Carbon | Biological Power & Controls System | E-00002441 | MCC-PSTE-2, Bucket,Water CHAMP#1 | SIT-0011 | Installed
Municipal Wastewater Treatment Plant | Biological - Carbon | Biological Power & Controls System | E-00002236 | MCC-PSTE-A, Bucket,GB1 | SIT-0011 | Installed | CUTLERHAMMER | FREEDOM SERIES 2100
Municipal Wastewater Treatment Plant | Biological - Carbon | Biological Power & Controls System | E-00002241 | MCC-PSTE-A, Bucket,GP1 | SIT-0011 | Installed | CUTLERHAMMER | FREEDOM SERIES 2100
Municipal Wastewater Treatment Plant | Biological - Carbon | Biological Power & Controls System | E-00002243 | MCC-PSTE-A, Bucket,GP3 | SIT-0011 | Installed | CUTLERHAMMER | FREEDOM SERIES 2100
Municipal Wastewater Treatment Plant | Biological - Carbon | Biological Power & Controls System | E-00002245 | MCC-PSTE-A, Bucket,GP5 | SIT-0011 | Installed | CUTLERHAMMER | FREEDOM SERIES 2100
Municipal Wastewater Treatment Plant | Biological - Carbon | Biological Power & Controls System | E-00002247 | MCC-PSTE-A, Bucket,Grit Gallery Air Compressor | SIT-0011 | Installed | CUTLERHAMMER | FREEDOM SERIES 2100
Municipal Wastewater Treatment Plant | Biological - Carbon | Biological Power & Controls System | E-00002273 | MCC-PSTE-A, Bucket,Main Breaker "A" | SIT-0011 | Installed | CUTLERHAMMER | FREEDOM SERIES 2100
Municipal Wastewater Treatment Plant | Biological - Carbon | Biological Power & Controls System | E-00002282 | MCC-PSTE-A, Bucket,MCC-PSTE1 | SIT-0011 | Installed | CUTLERHAMMER | FREEDOM SERIES 2100
Municipal Wastewater Treatment Plant | Biological - Carbon | Biological Power & Controls System | E-00002292 | MCC-PSTE-A, Bucket,OREF3 | SIT-0011 | Installed | CUTLERHAMMER | FREEDOM SERIES 2100
Municipal Wastewater Treatment Plant | Biological - Carbon | Biological Power & Controls System | E-00002310 | MCC-PSTE-A, Bucket,ORMP5 | SIT-0011 | Installed | CUTLERHAMMER | FREEDOM SERIES 2100
Municipal Wastewater Treatment Plant | Biological - Carbon | Biological Power & Controls System | E-00002312 | MCC-PSTE-A, Bucket,ORMP7 | SIT-0011 | Installed | CUTLERHAMMER | FREEDOM SERIES 2100
Municipal Wastewater Treatment Plant | Biological - Carbon | Biological Power & Controls System | E-00002318 | MCC-PSTE-A, Bucket,ORRP3 | SIT-0011 | Installed | CUTLERHAMMER | FREEDOM SERIES 2100
Municipal Wastewater Treatment Plant | Biological - Carbon | Biological Power & Controls System | E-00002325 | MCC-PSTE-A, Bucket,ORSP3 / PSKG | SIT-0011 | Installed | CUTLERHAMMER | FREEDOM SERIES 2100
Municipal Wastewater Treatment Plant | Biological - Carbon | Biological Power & Controls System | E-00002337 | MCC-PSTE-A, Bucket,PCBSF1 | SIT-0011 | Installed
Municipal Wastewater Treatment Plant | Biological - Carbon | Biological Power & Controls System | E-00002347 | MCC-PSTE-A, Bucket,PGEF1 | SIT-0011 | Installed
Municipal Wastewater Treatment Plant | Biological - Carbon | Biological Power & Controls System | E-00002355 | MCC-PSTE-A, Bucket,PSAB1 | SIT-0011 | Installed
Municipal Wastewater Treatment Plant | Biological - Carbon | Biological Power & Controls System | E-00002356 | MCC-PSTE-A, Bucket,PSC2 | SIT-0011 | Installed
Municipal Wastewater Treatment Plant | Biological - Carbon | Biological Power & Controls System | E-00002359 | MCC-PSTE-A, Bucket,PSC5 | SIT-0011 | Installed
Municipal Wastewater Treatment Plant | Biological - Carbon | Biological Power & Controls System | E-00002360 | MCC-PSTE-A, Bucket,PSCI | SIT-0011 | Installed
Municipal Wastewater Treatment Plant | Biological - Carbon | Biological Power & Controls System | E-00002362 | MCC-PSTE-A, Bucket,PSKP1 | SIT-0011 | Installed
Municipal Wastewater Treatment Plant | Biological - Carbon | Biological Power & Controls System | E-00002364 | MCC-PSTE-A, Bucket,PSP1 | SIT-0011 | Installed
Municipal Wastewater Treatment Plant | Biological - Carbon | Biological Power & Controls System | E-00002367 | MCC-PSTE-A, Bucket,PSP3 | SIT-0011 | Installed
Municipal Wastewater Treatment Plant | Biological - Carbon | Biological Power & Controls System | E-00002368 | MCC-PSTE-A, Bucket,RMP1 | SIT-0011 | Installed
Municipal Wastewater Treatment Plant | Biological - Carbon | Biological Power & Controls System | E-00002369 | MCC-PSTE-A, Bucket,RMP2 | SIT-0011 | Installed
Municipal Wastewater Treatment Plant | Biological - Carbon | Biological Power & Controls System | E-00002373 | MCC-PSTE-A, Bucket,RPM5 | SIT-0011 | Installed
Municipal Wastewater Treatment Plant | Biological - Carbon | Biological Power & Controls System | E-00002419 | MCC-PSTE-A, Bucket,Tie Breaker | SIT-0011 | Installed
Municipal Wastewater Treatment Plant | Biological - Carbon | Biological Power & Controls System | E-00002421 | MCC-PSTE-A, Bucket,TL1 / Spare | SIT-0011 | Installed
Municipal Wastewater Treatment Plant | Biological - Carbon | Biological Power & Controls System | E-00002237 | MCC-PSTE-B, Bucket,GB2 | SIT-0011 | Installed | CUTLERHAMMER | FREEDOM SERIES 2100
Municipal Wastewater Treatment Plant | Biological - Carbon | Biological Power & Controls System | E-00002242 | MCC-PSTE-B, Bucket,GP2 | SIT-0011 | Installed | CUTLERHAMMER | FREEDOM SERIES 2100
Municipal Wastewater Treatment Plant | Biological - Carbon | Biological Power & Controls System | E-00002244 | MCC-PSTE-B, Bucket,GP4 | SIT-0011 | Installed | CUTLERHAMMER | FREEDOM SERIES 2100
Municipal Wastewater Treatment Plant | Biological - Carbon | Biological Power & Controls System | E-00002246 | MCC-PSTE-B, Bucket,GP6 | SIT-0011 | Installed | CUTLERHAMMER | FREEDOM SERIES 2100
Municipal Wastewater Treatment Plant | Biological - Carbon | Biological Power & Controls System | E-00002281 | MCC-PSTE-B, Bucket,Main Breaker "B" | SIT-0011 | Installed | CUTLERHAMMER | FREEDOM SERIES 2100
Municipal Wastewater Treatment Plant | Biological - Carbon | Biological Power & Controls System | E-00002283 | MCC-PSTE-B, Bucket,MCC-PSTE-2 | SIT-0011 | Installed | CUTLERHAMMER | FREEDOM SERIES 2100
Municipal Wastewater Treatment Plant | Biological - Carbon | Biological Power & Controls System | E-00002293 | MCC-PSTE-B, Bucket,OREF4 | SIT-0011 | Installed | CUTLERHAMMER | FREEDOM SERIES 2100
Municipal Wastewater Treatment Plant | Biological - Carbon | Biological Power & Controls System | E-00002311 | MCC-PSTE-B, Bucket,ORMP6 | SIT-0011 | Installed | CUTLERHAMMER | FREEDOM SERIES 2100
Municipal Wastewater Treatment Plant | Biological - Carbon | Biological Power & Controls System | E-00002313 | MCC-PSTE-B, Bucket,ORMP8 | SIT-0011 | Installed | CUTLERHAMMER | FREEDOM SERIES 2100
Municipal Wastewater Treatment Plant | Biological - Carbon | Biological Power & Controls System | E-00002319 | MCC-PSTE-B, Bucket,ORRP4 | SIT-0011 | Installed | CUTLERHAMMER | FREEDOM SERIES 2100
Municipal Wastewater Treatment Plant | Biological - Carbon | Biological Power & Controls System | E-00002336 | MCC-PSTE-B, Bucket,PCAB2 | SIT-0011 | Installed
Municipal Wastewater Treatment Plant | Biological - Carbon | Biological Power & Controls System | E-00002338 | MCC-PSTE-B, Bucket,PCBSF2 | SIT-0011 | Installed
Municipal Wastewater Treatment Plant | Biological - Carbon | Biological Power & Controls System | E-00002348 | MCC-PSTE-B, Bucket,PGEF2 | SIT-0011 | Installed
Municipal Wastewater Treatment Plant | Biological - Carbon | Biological Power & Controls System | E-00002357 | MCC-PSTE-B, Bucket,PSC3 | SIT-0011 | Installed
Municipal Wastewater Treatment Plant | Biological - Carbon | Biological Power & Controls System | E-00002358 | MCC-PSTE-B, Bucket,PSC4 | SIT-0011 | Installed
Municipal Wastewater Treatment Plant | Biological - Carbon | Biological Power & Controls System | E-00002361 | MCC-PSTE-B, Bucket,PSG1 / ORSP4 | SIT-0011 | Installed
Municipal Wastewater Treatment Plant | Biological - Carbon | Biological Power & Controls System | E-00002363 | MCC-PSTE-B, Bucket,PSKP2 | SIT-0011 | Installed
Municipal Wastewater Treatment Plant | Biological - Carbon | Biological Power & Controls System | E-00002365 | MCC-PSTE-B, Bucket,PSP2 | SIT-0011 | Installed
Municipal Wastewater Treatment Plant | Biological - Carbon | Biological Power & Controls System | E-00002370 | MCC-PSTE-B, Bucket,RMP3 | SIT-0011 | Installed
Municipal Wastewater Treatment Plant | Biological - Carbon | Biological Power & Controls System | E-00002371 | MCC-PSTE-B, Bucket,RMP4 | SIT-0011 | Installed
Municipal Wastewater Treatment Plant | Biological - Carbon | Biological Power & Controls System | E-00002424 | MCC-PSTE-B, Bucket,TSC1 | SIT-0011 | Installed
Municipal Wastewater Treatment Plant | Biological - Carbon | Biological Power & Controls System | E-00002221 | MCC-SP, Bucket,EF4 | SIT-0011 | Installed | CUTLERHAMMER | FREEDOM SERIES 2100
Municipal Wastewater Treatment Plant | Biological - Carbon | Biological Power & Controls System | E-00002222 | MCC-SP, Bucket,EF5 | SIT-0011 | Installed | CUTLERHAMMER | FREEDOM SERIES 2100
Municipal Wastewater Treatment Plant | Biological - Carbon | Biological Power & Controls System | E-00002223 | MCC-SP, Bucket,EF6 | SIT-0011 | Installed | CUTLERHAMMER | FREEDOM SERIES 2100
Municipal Wastewater Treatment Plant | Biological - Carbon | Biological Power & Controls System | E-00002224 | MCC-SP, Bucket,EF7 | SIT-0011 | Installed | CUTLERHAMMER | FREEDOM SERIES 2100
Municipal Wastewater Treatment Plant | Biological - Carbon | Biological Power & Controls System | E-00002248 | MCC-SP, Bucket,HU1 | SIT-0011 | Installed | CUTLERHAMMER | FREEDOM SERIES 2100
Municipal Wastewater Treatment Plant | Biological - Carbon | Biological Power & Controls System | E-00002249 | MCC-SP, Bucket,HU2 | SIT-0011 | Installed | CUTLERHAMMER | FREEDOM SERIES 2100
Municipal Wastewater Treatment Plant | Biological - Carbon | Biological Power & Controls System | E-00002250 | MCC-SP, Bucket,HU3 | SIT-0011 | Installed | CUTLERHAMMER | FREEDOM SERIES 2100
Municipal Wastewater Treatment Plant | Biological - Carbon | Biological Power & Controls System | E-00002251 | MCC-SP, Bucket,HU4 | SIT-0011 | Installed | CUTLERHAMMER | FREEDOM SERIES 2100
Municipal Wastewater Treatment Plant | Biological - Carbon | Biological Power & Controls System | E-00002263 | MCC-SP, Bucket,LTC1 | SIT-0011 | Installed | CUTLERHAMMER | FREEDOM SERIES 2100
Municipal Wastewater Treatment Plant | Biological - Carbon | Biological Power & Controls System | E-00002264 | MCC-SP, Bucket,LTC2 | SIT-0011 | Installed | CUTLERHAMMER | FREEDOM SERIES 2100
Municipal Wastewater Treatment Plant | Biological - Carbon | Biological Power & Controls System | E-00002269 | MCC-SP, Bucket,Main Breaker "A" | SIT-0011 | Installed | CUTLERHAMMER | FREEDOM SERIES 2100
Municipal Wastewater Treatment Plant | Biological - Carbon | Biological Power & Controls System | E-00002277 | MCC-SP, Bucket,Main Breaker "B" | SIT-0011 | Installed | CUTLERHAMMER | FREEDOM SERIES 2100
Municipal Wastewater Treatment Plant | Biological - Carbon | Biological Power & Controls System | E-00002296 | MCC-SP, Bucket,OREF7 | SIT-0011 | Installed | CUTLERHAMMER | FREEDOM SERIES 2100
Municipal Wastewater Treatment Plant | Biological - Carbon | Biological Power & Controls System | E-00002297 | MCC-SP, Bucket,OREF8 | SIT-0011 | Installed | CUTLERHAMMER | FREEDOM SERIES 2100
Municipal Wastewater Treatment Plant | Biological - Carbon | Biological Power & Controls System | E-00002298 | MCC-SP, Bucket,OREF9 | SIT-0011 | Installed | CUTLERHAMMER | FREEDOM SERIES 2100
Municipal Wastewater Treatment Plant | Biological - Carbon | Biological Power & Controls System | E-00002303 | MCC-SP, Bucket,ORMP13 | SIT-0011 | Installed | CUTLERHAMMER | FREEDOM SERIES 2100
Municipal Wastewater Treatment Plant | Biological - Carbon | Biological Power & Controls System | E-00002304 | MCC-SP, Bucket,ORMP14 | SIT-0011 | Installed | CUTLERHAMMER | FREEDOM SERIES 2100
Municipal Wastewater Treatment Plant | Biological - Carbon | Biological Power & Controls System | E-00002305 | MCC-SP, Bucket,ORMP15 | SIT-0011 | Installed | CUTLERHAMMER | FREEDOM SERIES 2100
Municipal Wastewater Treatment Plant | Biological - Carbon | Biological Power & Controls System | E-00002658 | MCC-SP, Bucket,ORMP16 | SIT-0011 | Installed | CUTLERHAMMER | FREEDOM SERIES 2100
Municipal Wastewater Treatment Plant | Biological - Carbon | Biological Power & Controls System | E-00002659 | MCC-SP, Bucket,ORMP17 | SIT-0011 | Installed | CUTLERHAMMER | FREEDOM SERIES 2100
Municipal Wastewater Treatment Plant | Biological - Carbon | Biological Power & Controls System | E-00002306 | MCC-SP, Bucket,ORMP18 | SIT-0011 | Installed | CUTLERHAMMER | FREEDOM SERIES 2100
Municipal Wastewater Treatment Plant | Biological - Carbon | Biological Power & Controls System | E-00002316 | MCC-SP, Bucket,ORRP10 | SIT-0011 | Installed | CUTLERHAMMER | FREEDOM SERIES 2100
Municipal Wastewater Treatment Plant | Biological - Carbon | Biological Power & Controls System | E-00002322 | MCC-SP, Bucket,ORRP7 | SIT-0011 | Installed | CUTLERHAMMER | FREEDOM SERIES 2100
Municipal Wastewater Treatment Plant | Biological - Carbon | Biological Power & Controls System | E-00002323 | MCC-SP, Bucket,ORRP8 | SIT-0011 | Installed | CUTLERHAMMER | FREEDOM SERIES 2100
Municipal Wastewater Treatment Plant | Biological - Carbon | Biological Power & Controls System | E-00002324 | MCC-SP, Bucket,ORRP9 | SIT-0011 | Installed | CUTLERHAMMER | FREEDOM SERIES 2100
Municipal Wastewater Treatment Plant | Biological - Carbon | Biological Power & Controls System | E-00002349 | MCC-SP, Bucket,PM1 | SIT-0011 | Installed | CUTLERHAMMER | FREEDOM SERIES 2100
Municipal Wastewater Treatment Plant | Biological - Carbon | Biological Power & Controls System | E-00002350 | MCC-SP, Bucket,PM2 | SIT-0011 | Installed | CUTLERHAMMER | FREEDOM SERIES 2100
Municipal Wastewater Treatment Plant | Biological - Carbon | Biological Power & Controls System | E-00002372 | MCC-SP, Bucket,ROMP17 | SIT-0011 | Installed | CUTLERHAMMER | FREEDOM SERIES 2100
Municipal Wastewater Treatment Plant | Biological - Carbon | Biological Power & Controls System | E-00002382 | MCC-SP, Bucket,SDCF1 | SIT-0011 | Installed | CUTLERHAMMER | FREEDOM SERIES 2100
Municipal Wastewater Treatment Plant | Biological - Carbon | Biological Power & Controls System | E-00002383 | MCC-SP, Bucket,SDCF2 | SIT-0011 | Installed | CUTLERHAMMER | FREEDOM SERIES 2100
Municipal Wastewater Treatment Plant | Biological - Carbon | Biological Power & Controls System | E-00002384 | MCC-SP, Bucket,SDCS1 | SIT-0011 | Installed | CUTLERHAMMER | FREEDOM SERIES 2100
Municipal Wastewater Treatment Plant | Biological - Carbon | Biological Power & Controls System | E-00002385 | MCC-SP, Bucket,SDCS2 | SIT-0011 | Installed | CUTLERHAMMER | FREEDOM SERIES 2100
Municipal Wastewater Treatment Plant | Biological - Carbon | Biological Power & Controls System | E-00002387 | MCC-SP, Bucket,SF2 | SIT-0011 | Installed | CUTLERHAMMER | FREEDOM SERIES 2100
Municipal Wastewater Treatment Plant | Biological - Carbon | Biological Power & Controls System | E-00002388 | MCC-SP, Bucket,SF3 | SIT-0011 | Installed | CUTLERHAMMER | FREEDOM SERIES 2100
Municipal Wastewater Treatment Plant | Biological - Carbon | Biological Power & Controls System | E-00002389 | MCC-SP, Bucket,SF4 | SIT-0011 | Installed | CUTLERHAMMER | FREEDOM SERIES 2100
Municipal Wastewater Treatment Plant | Biological - Carbon | Biological Power & Controls System | E-00002390 | MCC-SP, Bucket,SF5 | SIT-0011 | Installed | CUTLERHAMMER | FREEDOM SERIES 2100
Municipal Wastewater Treatment Plant | Biological - Carbon | Biological Power & Controls System | E-00002391 | MCC-SP, Bucket,SLM2 | SIT-0011 | Installed | CUTLERHAMMER | FREEDOM SERIES 2100
Municipal Wastewater Treatment Plant | Biological - Carbon | Biological Power & Controls System | E-00002392 | MCC-SP, Bucket,SMA2 | SIT-0011 | Installed | CUTLERHAMMER | FREEDOM SERIES 2100
Municipal Wastewater Treatment Plant | Biological - Carbon | Biological Power & Controls System | E-00002402 | MCC-SP, Bucket,Spare / Poly Storage | SIT-0011 | Installed | CUTLERHAMMER | FREEDOM SERIES 2100
Municipal Wastewater Treatment Plant | Biological - Carbon | Biological Power & Controls System | E-00002403 | MCC-SP, Bucket,Spare / SLM1 | SIT-0011 | Installed | CUTLERHAMMER | FREEDOM SERIES 2100
Municipal Wastewater Treatment Plant | Biological - Carbon | Biological Power & Controls System | E-00002404 | MCC-SP, Bucket,Spare / Sludge Grinder | SIT-0011 | Installed | CUTLERHAMMER | FREEDOM SERIES 2100
Municipal Wastewater Treatment Plant | Biological - Carbon | Biological Power & Controls System | E-00002407 | MCC-SP, Bucket,SVF1 | SIT-0011 | Installed | CUTLERHAMMER | FREEDOM SERIES 2100
Municipal Wastewater Treatment Plant | Biological - Carbon | Biological Power & Controls System | E-00002411 | MCC-SP, Bucket,SVF2 | SIT-0011 | Installed | CUTLERHAMMER | FREEDOM SERIES 2100
Municipal Wastewater Treatment Plant | Biological - Carbon | Biological Power & Controls System | E-00002416 | MCC-SP, Bucket,Tie Breaker | SIT-0011 | Installed | CUTLERHAMMER | FREEDOM SERIES 2100
Municipal Wastewater Treatment Plant | Biological - Carbon | Biological Power & Controls System | E-00002423 | MCC-SP, Bucket,TM5 | SIT-0011 | Installed | CUTLERHAMMER | FREEDOM SERIES 2100
Municipal Wastewater Treatment Plant | Biological - Carbon | Biological Power & Controls System | E-00002426 | MCC-SP, Bucket,TSC5 | SIT-0011 | Installed | CUTLERHAMMER | FREEDOM SERIES 2100
Municipal Wastewater Treatment Plant | Biological - Carbon | Biological Power & Controls System | E-00002427 | MCC-SP, Bucket,TSC5 / Spare | SIT-0011 | Installed | CUTLERHAMMER | FREEDOM SERIES 2100
Municipal Wastewater Treatment Plant | Biological - Carbon | Biological Power & Controls System | E-00002428 | MCC-SP, Bucket,TSL / Spare | SIT-0011 | Installed | CUTLERHAMMER | FREEDOM SERIES 2100
Municipal Wastewater Treatment Plant | Biological - Carbon | Biological Power & Controls System | E-00002437 | MCC-SP, Bucket,Wash Water Booster | SIT-0011 | Installed | CUTLERHAMMER | FREEDOM SERIES 2100
Municipal Wastewater Treatment Plant | Biological - Carbon | Biological Power & Controls System | E-00002438 | MCC-SP, Bucket,Wash Water Booster Pump | SIT-0011 | Installed | CUTLERHAMMER | FREEDOM SERIES 2100
Municipal Wastewater Treatment Plant | Biological - Carbon | Biological Power & Controls System | E-00002439 | MCC-SP, Bucket,Wash Water Booster Pump-3 | SIT-0011 | Installed | CUTLERHAMMER | FREEDOM SERIES 2100
Municipal Wastewater Treatment Plant | Biological - Carbon | Biological Power & Controls System | E-00002440 | MCC-SP, Bucket,Wash Water Booster Pump-4 | SIT-0011 | Installed | CUTLERHAMMER | FREEDOM SERIES 2100
Municipal Wastewater Treatment Plant | Biological - Carbon | Biological Power & Controls System | E-00002660 | MCC-SPPB, Bucket,Control Room AC/TM6 | SIT-0011 | Installed | CUTLERHAMMER | FREEDOM SERIES 2100
Municipal Wastewater Treatment Plant | Biological - Carbon | Biological Power & Controls System | E-00002270 | MCC-SPPB, Bucket,Main Breaker "A" | SIT-0011 | Installed | CUTLERHAMMER | FREEDOM SERIES 2100
Municipal Wastewater Treatment Plant | Biological - Carbon | Biological Power & Controls System | E-00002278 | MCC-SPPB, Bucket,Main Breaker "B" | SIT-0011 | Installed | CUTLERHAMMER | FREEDOM SERIES 2100
Municipal Wastewater Treatment Plant | Biological - Carbon | Biological Power & Controls System | E-00002284 | MCC-SPPB, Bucket,Mini Power Zone | SIT-0011 | Installed | CUTLERHAMMER | FREEDOM SERIES 2100
Municipal Wastewater Treatment Plant | Biological - Carbon | Biological Power & Controls System | E-00002285 | MCC-SPPB, Bucket,NaOCI Sump Pump | SIT-0011 | Installed | CUTLERHAMMER | FREEDOM SERIES 2100
Municipal Wastewater Treatment Plant | Biological - Carbon | Biological Power & Controls System | E-00002294 | MCC-SPPB, Bucket,OREF5 | SIT-0011 | Installed | CUTLERHAMMER | FREEDOM SERIES 2100
Municipal Wastewater Treatment Plant | Biological - Carbon | Biological Power & Controls System | E-00002295 | MCC-SPPB, Bucket,OREF6 | SIT-0011 | Installed | CUTLERHAMMER | FREEDOM SERIES 2100
Municipal Wastewater Treatment Plant | Biological - Carbon | Biological Power & Controls System | E-00002300 | MCC-SPPB, Bucket,ORMP10 | SIT-0011 | Installed | CUTLERHAMMER | FREEDOM SERIES 2100
Municipal Wastewater Treatment Plant | Biological - Carbon | Biological Power & Controls System | E-00002301 | MCC-SPPB, Bucket,ORMP11 | SIT-0011 | Installed | CUTLERHAMMER | FREEDOM SERIES 2100
Municipal Wastewater Treatment Plant | Biological - Carbon | Biological Power & Controls System | E-00002302 | MCC-SPPB, Bucket,ORMP12 | SIT-0011 | Installed | CUTLERHAMMER | FREEDOM SERIES 2100
Municipal Wastewater Treatment Plant | Biological - Carbon | Biological Power & Controls System | E-00002314 | MCC-SPPB, Bucket,ORMP9 | SIT-0011 | Installed | CUTLERHAMMER | FREEDOM SERIES 2100
Municipal Wastewater Treatment Plant | Biological - Carbon | Biological Power & Controls System | E-00002320 | MCC-SPPB, Bucket,ORRP5 | SIT-0011 | Installed | CUTLERHAMMER | FREEDOM SERIES 2100
Municipal Wastewater Treatment Plant | Biological - Carbon | Biological Power & Controls System | E-00002321 | MCC-SPPB, Bucket,ORRP6 | SIT-0011 | Installed | CUTLERHAMMER | FREEDOM SERIES 2100
Municipal Wastewater Treatment Plant | Biological - Carbon | Biological Power & Controls System | E-00002399 | MCC-SPPB, Bucket,Spare 1 | SIT-0011 | Installed | CUTLERHAMMER | FREEDOM SERIES 2100
Municipal Wastewater Treatment Plant | Biological - Carbon | Biological Power & Controls System | E-00002400 | MCC-SPPB, Bucket,Spare 2 | SIT-0011 | Installed | CUTLERHAMMER | FREEDOM SERIES 2100
Municipal Wastewater Treatment Plant | Biological - Carbon | Biological Power & Controls System | E-00002410 | MCC-SPPB, Bucket,TC6 / Security Gate | SIT-0011 | Installed | CUTLERHAMMER | FREEDOM SERIES 2100
Municipal Wastewater Treatment Plant | Biological - Carbon | Biological Power & Controls System | E-00002417 | MCC-SPPB, Bucket,Tie Breaker | SIT-0011 | Installed | CUTLERHAMMER | FREEDOM SERIES 2100
Municipal Wastewater Treatment Plant | Biological - Carbon | Biological Power & Controls System | E-00002429 | MCC-SPPB, Bucket,TSL6 | SIT-0011 | Installed | CUTLERHAMMER | FREEDOM SERIES 2100
Municipal Wastewater Treatment Plant | Biological - Carbon | Biological Power & Controls System | E-00002430 | MCC-SPPB, Bucket,TSL6 | SIT-0011 | Installed | CUTLERHAMMER | FREEDOM SERIES 2100
Municipal Wastewater Treatment Plant | Biological - Carbon | Biological Power & Controls System | E-00002393 | MCC-USST, Bucket,SMP1A | SIT-0011 | Installed | CUTLERHAMMER | FREEDOM SERIES 2100
Municipal Wastewater Treatment Plant | Biological - Carbon | Biological Power & Controls System | E-00002394 | MCC-USST, Bucket,SMP1B | SIT-0011 | Installed | CUTLERHAMMER | FREEDOM SERIES 2100
Municipal Wastewater Treatment Plant | Biological - Carbon | Biological Power & Controls System | E-00002395 | MCC-USST, Bucket,SMP1C | SIT-0011 | Installed | CUTLERHAMMER | FREEDOM SERIES 2100
Municipal Wastewater Treatment Plant | Biological - Carbon | Biological Power & Controls System | E-00002396 | MCC-USST, Bucket,SMP2A | SIT-0011 | Installed | CUTLERHAMMER | FREEDOM SERIES 2100
Municipal Wastewater Treatment Plant | Biological - Carbon | Biological Power & Controls System | E-00002397 | MCC-USST, Bucket,SMP2B | SIT-0011 | Installed | CUTLERHAMMER | FREEDOM SERIES 2100
Municipal Wastewater Treatment Plant | Biological - Carbon | Biological Power & Controls System | E-00002398 | MCC-USST, Bucket,SMP2C | SIT-0011 | Installed | CUTLERHAMMER | FREEDOM SERIES 2100
Municipal Wastewater Treatment Plant | Biological - Carbon | Biological Power & Controls System | E-00002420 | MCC-USST, Bucket,Tie Breaker | SIT-0011 | Installed | CUTLERHAMMER | FREEDOM SERIES 2100
Municipal Wastewater Treatment Plant | Biological - Carbon | Biological Power & Controls System | E-00002196 | MCC, BUCKET, DAC1 | SIT-0011 | Installed | CUTLERHAMMER | FREEDOM SERIES 2100
Municipal Wastewater Treatment Plant | Biological - Carbon | Biological Power & Controls System | E-00002197 | MCC, BUCKET, DAC2 | SIT-0011 | Installed | CUTLERHAMMER | FREEDOM SERIES 2100
Municipal Wastewater Treatment Plant | Biological - Carbon | Biological Power & Controls System | E-00002198 | MCC, BUCKET, DPM1 | SIT-0011 | Installed | CUTLERHAMMER | FREEDOM SERIES 2100
Municipal Wastewater Treatment Plant | Biological - Carbon | Biological Power & Controls System | E-00002199 | MCC, BUCKET, DPP1 / TSC1 | SIT-0011 | Installed | CUTLERHAMMER | FREEDOM SERIES 2100
Municipal Wastewater Treatment Plant | Biological - Carbon | Biological Power & Controls System | E-00002200 | MCC, BUCKET, DPP2 | SIT-0011 | Installed | CUTLERHAMMER | FREEDOM SERIES 2100
Municipal Wastewater Treatment Plant | Biological - Carbon | Biological Power & Controls System | E-00002201 | MCC, BUCKET, DPP2 | SIT-0011 | Installed | CUTLERHAMMER | FREEDOM SERIES 2100
Municipal Wastewater Treatment Plant | Biological - Carbon | Biological Power & Controls System | E-00002202 | MCC, BUCKET, DPP5 | SIT-0011 | Installed | CUTLERHAMMER | FREEDOM SERIES 2100
Municipal Wastewater Treatment Plant | Biological - Carbon | Biological Power & Controls System | E-00002203 | MCC, BUCKET, DPP7 | SIT-0011 | Installed | CUTLERHAMMER | FREEDOM SERIES 2100
Municipal Wastewater Treatment Plant | Biological - Carbon | Biological Power & Controls System | E-00002204 | MCC, BUCKET, DSC1 | SIT-0011 | Installed | CUTLERHAMMER | FREEDOM SERIES 2100
Municipal Wastewater Treatment Plant | Biological - Carbon | Biological Power & Controls System | E-00002205 | MCC, BUCKET, DSC2 | SIT-0011 | Installed | CUTLERHAMMER | FREEDOM SERIES 2100
Municipal Wastewater Treatment Plant | Biological - Carbon | Biological Power & Controls System | E-00002206 | MCC, BUCKET, DSP1 / TM9 | SIT-0011 | Installed | CUTLERHAMMER | FREEDOM SERIES 2100
Municipal Wastewater Treatment Plant | Biological - Carbon | Biological Power & Controls System | E-00002100 | MCC, BUCKET, MSB, MCC-DAF BUS A/ FEEDERS ACB | SIT-0011 | Installed
Municipal Wastewater Treatment Plant | Biological - Carbon | Biological Power & Controls System | E-00002101 | MCC, BUCKET, MSB, MCC-DAF BUS B/ FEEDERS ACB | SIT-0011 | Installed
Municipal Wastewater Treatment Plant | Biological - Carbon | Biological Power & Controls System | E-00001947 | MCC, DAF 1B, ARMS SWITCH | SIT-0011 | Installed
Municipal Wastewater Treatment Plant | Biological - Carbon | Biological Power & Controls System | E-00001129 | MCC, DAF DAF-MCC | SIT-0011 | Installed | CUTLERHAMMER | FREEDOM SERIES 2100
Municipal Wastewater Treatment Plant | Biological - Carbon | Biological Power & Controls System | E-00001943 | MCC, EXISTING DAF FEEDER BREAKER BUS A | SIT-0011 | Installed
Municipal Wastewater Treatment Plant | Biological - Carbon | Biological Power & Controls System | E-00001949 | MCC, EXISTING DAF FEEDER BREAKER BUS B | SIT-0011 | Installed
Municipal Wastewater Treatment Plant | Biological - Carbon | Biological Power & Controls System | E-00001948 | MCC, MAIN BREAKER DAF 1B | SIT-0011 | Installed | EATON | FREEDOM SERIES 2100
Municipal Wastewater Treatment Plant | Biological - Carbon | Biological Power & Controls System | E-00000565 | PANEL, CONTROL, BLOWER, LOCAL LCP-BSC | SIT-0011 | Installed | ALLENBRADLEY | PANEL VIEW
Municipal Wastewater Treatment Plant | Biological - Carbon | Biological Power & Controls System | E-00000567 | PANEL, CONTROL, LOCAL (PAB1) LCP-B1 | SIT-0011 | Installed
Municipal Wastewater Treatment Plant | Biological - Carbon | Biological Power & Controls System | E-00000568 | PANEL, CONTROL, LOCAL (PAB2) LCP-B2 | SIT-0011 | Installed
Municipal Wastewater Treatment Plant | Biological - Carbon | Biological Power & Controls System | E-00000569 | PANEL, CONTROL, LOCAL (PAB3) LCP-B3 | SIT-0011 | Installed
Municipal Wastewater Treatment Plant | Biological - Carbon | Biological Power & Controls System | E-00000322 | PANEL, CONTROL, LOCAL (PANEL VIEW) LCP-SSKPS1 | SIT-0011 | Installed
Municipal Wastewater Treatment Plant | Biological - Carbon | Biological Power & Controls System | E-00000155 | PANEL, CONTROL, LOCAL, PUMP 1, SUMP LCP-ASTSP1 | SIT-0011 | Installed
Municipal Wastewater Treatment Plant | Biological - Carbon | Biological Power & Controls System | E-00000156 | PANEL, CONTROL, LOCAL, PUMP 1, SUMP LCP-SSTSP1 | SIT-0011 | Installed
Municipal Wastewater Treatment Plant | Biological - Carbon | Biological Power & Controls System | E-00000157 | PANEL, CONTROL, LOCAL, PUMP 2, SUMP LCP-ASTSP2 | SIT-0011 | Installed
Municipal Wastewater Treatment Plant | Biological - Carbon | Biological Power & Controls System | E-00000158 | PANEL, CONTROL, LOCAL, PUMP 2, SUMP LCP-SSTSP2 | SIT-0011 | Installed
Municipal Wastewater Treatment Plant | Biological - Carbon | Biological Power & Controls System | E-00000159 | PANEL, CONTROL, LOCAL, PUMP 3, SUMP LCP-ASTSP3 | SIT-0011 | Installed
Municipal Wastewater Treatment Plant | Biological - Carbon | Biological Power & Controls System | E-00000160 | PANEL, CONTROL, LOCAL, PUMP 3, SUMP LCP-SSTSP3 | SIT-0011 | Installed
Municipal Wastewater Treatment Plant | Biological - Carbon | Biological Power & Controls System | E-00000161 | PANEL, CONTROL, LOCAL, PUMP 4, SUMP LCP-ASTSP4 | SIT-0011 | Installed
Municipal Wastewater Treatment Plant | Biological - Carbon | Biological Power & Controls System | E-00002179 | PANEL, CONTROL, LOCAL, PUMP 4, SUMP LCP-SSTSP4 | SIT-0011 | Installed
Municipal Wastewater Treatment Plant | Biological - Carbon | Biological Power & Controls System | E-00002507 | PANEL, Disconnect Nonfused, D/C - PAB1 Demister, Blower Room | SIT-0011 | Installed
Municipal Wastewater Treatment Plant | Biological - Carbon | Biological Power & Controls System | E-00002508 | PANEL, Disconnect Nonfused, D/C - PAB2 Demister, Blower Room | SIT-0011 | Installed
Municipal Wastewater Treatment Plant | Biological - Carbon | Biological Power & Controls System | E-00002509 | PANEL, Disconnect Nonfused, D/C - PAB3 Demister, Blower Room | SIT-0011 | Installed
Municipal Wastewater Treatment Plant | Biological - Carbon | Biological Power & Controls System | E-00002515 | PANEL, Disconnect Nonfused, D/C - SCAB1, Blower Room | SIT-0011 | Installed | ROBUSCHI | RBS106 | 09-03524
Municipal Wastewater Treatment Plant | Biological - Carbon | Biological Power & Controls System | E-00002516 | PANEL, Disconnect Nonfused, D/C - SCAB2, Blower Room | SIT-0011 | Installed | ROBUSCHI | RBS106 | 09-03524
Municipal Wastewater Treatment Plant | Biological - Carbon | Biological Power & Controls System | E-00002517 | PANEL, Disconnect Nonfused, D/C - SCAB3, Blower Room | SIT-0011 | Installed | ROBUSCHI | RBS106 | 09-03524
Municipal Wastewater Treatment Plant | Biological - Carbon | Biological Power & Controls System | E-00002527 | PANEL, DISCONNECT NONFUSED, D/C - SSKP1A, 4-EAST GALLERY | SIT-0011 | Installed
Municipal Wastewater Treatment Plant | Biological - Carbon | Biological Power & Controls System | E-00002528 | PANEL, DISCONNECT NONFUSED, D/C - SSKP1B, 4-EAST GALLERY | SIT-0011 | Installed
Municipal Wastewater Treatment Plant | Biological - Carbon | Biological Power & Controls System | E-00002529 | PANEL, DISCONNECT NONFUSED, D/C PAB1 LUBE OIL, 4-BLOWER ROOM | SIT-0011 | Installed
Municipal Wastewater Treatment Plant | Biological - Carbon | Biological Power & Controls System | E-00002530 | PANEL, DISCONNECT NONFUSED, D/C PAB2 LUBE OIL, 4-BLOWER ROOM | SIT-0011 | Installed
Municipal Wastewater Treatment Plant | Biological - Carbon | Biological Power & Controls System | E-00002531 | PANEL, DISCONNECT NONFUSED, D/C PAB3 LUBE OIL, 4-BLOWER ROOM | SIT-0011 | Installed
Municipal Wastewater Treatment Plant | Biological - Carbon | Biological Power & Controls System | E-00002585 | SWITCH, STARTER, ASTMX1A, MIXING TANKS | SIT-0011 | Installed
Municipal Wastewater Treatment Plant | Biological - Carbon | Biological Power & Controls System | E-00002586 | SWITCH, STARTER, ASTMX1B, MIXING TANKS | SIT-0011 | Installed
Municipal Wastewater Treatment Plant | Biological - Carbon | Biological Power & Controls System | E-00002587 | SWITCH, STARTER, ASTMX1C, MIXING TANKS | SIT-0011 | Installed
Municipal Wastewater Treatment Plant | Biological - Carbon | Biological Power & Controls System | E-00002588 | SWITCH, STARTER, ASTMX1D, MIXING TANKS | SIT-0011 | Installed
Municipal Wastewater Treatment Plant | Biological - Carbon | Biological Power & Controls System | E-00002589 | SWITCH, STARTER, ASTMX1E, MIXING TANKS | SIT-0011 | Installed
Municipal Wastewater Treatment Plant | Biological - Carbon | Biological Power & Controls System | E-00002590 | SWITCH, STARTER, ASTMX1F, MIXING TANKS | SIT-0011 | Installed
Municipal Wastewater Treatment Plant | Biological - Carbon | Biological Power & Controls System | E-00002591 | SWITCH, STARTER, ASTMX2A, MIXING TANKS | SIT-0011 | Installed
Municipal Wastewater Treatment Plant | Biological - Carbon | Biological Power & Controls System | E-00002592 | SWITCH, STARTER, ASTMX2B, MIXING TANKS | SIT-0011 | Installed
Municipal Wastewater Treatment Plant | Biological - Carbon | Biological Power & Controls System | E-00002593 | SWITCH, STARTER, ASTMX2C, MIXING TANKS | SIT-0011 | Installed
Municipal Wastewater Treatment Plant | Biological - Carbon | Biological Power & Controls System | E-00002594 | SWITCH, STARTER, ASTMX2D, MIXING TANKS | SIT-0011 | Installed
Municipal Wastewater Treatment Plant | Biological - Carbon | Biological Power & Controls System | E-00002595 | SWITCH, STARTER, ASTMX2E, MIXING TANKS | SIT-0011 | Installed
Municipal Wastewater Treatment Plant | Biological - Carbon | Biological Power & Controls System | E-00002596 | SWITCH, STARTER, ASTMX2F, MIXING TANKS | SIT-0011 | Installed
Municipal Wastewater Treatment Plant | Biological - Carbon | Biological Power & Controls System | E-00002597 | SWITCH, STARTER, ASTMX3A, MIXING TANKS | SIT-0011 | Installed
Municipal Wastewater Treatment Plant | Biological - Carbon | Biological Power & Controls System | E-00002598 | SWITCH, STARTER, ASTMX3B, MIXING TANKS | SIT-0011 | Installed
Municipal Wastewater Treatment Plant | Biological - Carbon | Biological Power & Controls System | E-00002599 | SWITCH, STARTER, ASTMX3C, MIXING TANKS | SIT-0011 | Installed
Municipal Wastewater Treatment Plant | Biological - Carbon | Biological Power & Controls System | E-00002600 | SWITCH, STARTER, ASTMX3D, MIXING TANKS | SIT-0011 | Installed
Municipal Wastewater Treatment Plant | Biological - Carbon | Biological Power & Controls System | E-00002601 | SWITCH, STARTER, ASTMX3E, MIXING TANKS | SIT-0011 | Installed
Municipal Wastewater Treatment Plant | Biological - Carbon | Biological Power & Controls System | E-00002602 | SWITCH, STARTER, ASTMX3F, MIXING TANKS | SIT-0011 | Installed
Municipal Wastewater Treatment Plant | Biological - Carbon | Biological Power & Controls System | E-00002603 | SWITCH, STARTER, ASTMX4A, MIXING TANKS | SIT-0011 | Installed
Municipal Wastewater Treatment Plant | Biological - Carbon | Biological Power & Controls System | E-00002604 | SWITCH, STARTER, ASTMX4B, MIXING TANKS | SIT-0011 | Installed
Municipal Wastewater Treatment Plant | Biological - Carbon | Biological Power & Controls System | E-00002605 | SWITCH, STARTER, ASTMX4C, MIXING TANKS | SIT-0011 | Installed
Municipal Wastewater Treatment Plant | Biological - Carbon | Biological Power & Controls System | E-00002606 | SWITCH, STARTER, ASTMX4D, MIXING TANKS | SIT-0011 | Installed
Municipal Wastewater Treatment Plant | Biological - Carbon | Biological Power & Controls System | E-00002607 | SWITCH, STARTER, ASTMX4E, MIXING TANKS | SIT-0011 | Installed
Municipal Wastewater Treatment Plant | Biological - Carbon | Biological Power & Controls System | E-00002608 | SWITCH, STARTER, ASTMX4F, MIXING TANKS | SIT-0011 | Installed
Municipal Wastewater Treatment Plant | Biological - Carbon | Biological Power & Controls System | E-00002609 | SWITCH, STARTER, ASTMX5A, MIXING TANKS | SIT-0011 | Installed
Municipal Wastewater Treatment Plant | Biological - Carbon | Biological Power & Controls System | E-00002610 | SWITCH, STARTER, ASTMX5B, MIXING TANKS | SIT-0011 | Installed
Municipal Wastewater Treatment Plant | Biological - Carbon | Biological Power & Controls System | E-00002611 | SWITCH, STARTER, ASTMX5C, MIXING TANKS | SIT-0011 | Installed
Municipal Wastewater Treatment Plant | Biological - Carbon | Biological Power & Controls System | E-00002612 | SWITCH, STARTER, ASTMX5D, MIXING TANKS | SIT-0011 | Installed
Municipal Wastewater Treatment Plant | Biological - Carbon | Biological Power & Controls System | E-00002613 | SWITCH, STARTER, ASTMX5E, MIXING TANKS | SIT-0011 | Installed
Municipal Wastewater Treatment Plant | Biological - Carbon | Biological Power & Controls System | E-00002614 | SWITCH, STARTER, ASTMX5F, MIXING TANKS | SIT-0011 | Installed
Municipal Wastewater Treatment Plant | Biological - Carbon | Biological Power & Controls System | E-00002615 | SWITCH, STARTER, ASTMX6A, MIXING TANKS | SIT-0011 | Installed
Municipal Wastewater Treatment Plant | Biological - Carbon | Biological Power & Controls System | E-00002616 | SWITCH, STARTER, ASTMX6B, MIXING TANKS | SIT-0011 | Installed
Municipal Wastewater Treatment Plant | Biological - Carbon | Biological Power & Controls System | E-00002617 | SWITCH, STARTER, ASTMX6C, MIXING TANKS | SIT-0011 | Installed
Municipal Wastewater Treatment Plant | Biological - Carbon | Biological Power & Controls System | E-00002618 | SWITCH, STARTER, ASTMX6D, MIXING TANKS | SIT-0011 | Installed
Municipal Wastewater Treatment Plant | Biological - Carbon | Biological Power & Controls System | E-00002619 | SWITCH, STARTER, ASTMX6F, MIXING TANKS | SIT-0011 | Installed
Municipal Wastewater Treatment Plant | Biological - Carbon | Biological Power & Controls System | E-00002620 | SWITCH, STARTER, ASTMX7A, MIXING TANKS | SIT-0011 | Installed
Municipal Wastewater Treatment Plant | Biological - Carbon | Biological Power & Controls System | E-00002621 | SWITCH, STARTER, ASTMX7B, MIXING TANKS | SIT-0011 | Installed
Municipal Wastewater Treatment Plant | Biological - Carbon | Biological Power & Controls System | E-00002622 | SWITCH, STARTER, ASTMX7C, MIXING TANKS | SIT-0011 | Installed
Municipal Wastewater Treatment Plant | Biological - Carbon | Biological Power & Controls System | E-00002623 | SWITCH, STARTER, ASTMX7D, MIXING TANKS | SIT-0011 | Installed
Municipal Wastewater Treatment Plant | Biological - Carbon | Biological Power & Controls System | E-00002624 | SWITCH, STARTER, ASTMX7F, MIXING TANKS | SIT-0011 | Installed
Municipal Wastewater Treatment Plant | Biological - Carbon | Biological Power & Controls System | E-00002625 | SWITCH, STARTER, ASYMX6E, MIXING TANKS | SIT-0011 | Installed
Municipal Wastewater Treatment Plant | Biological - Carbon | Biological Power & Controls System | E-00002571 | SWITCH, STARTER, PAB1, 1-MISC. PANELS,TX,ATS | SIT-0011 | Installed
Municipal Wastewater Treatment Plant | Biological - Carbon | Biological Power & Controls System | E-00002572 | SWITCH, STARTER, PAB2, 1-MISC. PANELS,TX,ATS | SIT-0011 | Installed
Municipal Wastewater Treatment Plant | Biological - Carbon | Biological Power & Controls System | E-00002573 | SWITCH, STARTER, PAB3, 1-MISC. PANELS,TX,ATS | SIT-0011 | Installed
Municipal Wastewater Treatment Plant | Biological - Carbon | Biological Power & Controls System | E-00002626 | SWITCH, STARTER, PACV1A, IMLR TANKS | SIT-0011 | Installed | ROTORK | IQT250FA101 | CD29090406
Municipal Wastewater Treatment Plant | Biological - Carbon | Biological Power & Controls System | E-00002627 | SWITCH, STARTER, PACV1B, IMLR TANKS | SIT-0011 | Installed | ROTORK | IQT250FA101 | CD29090406
Municipal Wastewater Treatment Plant | Biological - Carbon | Biological Power & Controls System | E-00002628 | SWITCH, STARTER, PACV1C, IMLR TANKS | SIT-0011 | Installed | ROTORK | IQT250FA101 | CD29090406
Municipal Wastewater Treatment Plant | Biological - Carbon | Biological Power & Controls System | E-00002629 | SWITCH, STARTER, PACV2A, IMLR TANKS | SIT-0011 | Installed | ROTORK | IQT250FA101 | CD29090406
Municipal Wastewater Treatment Plant | Biological - Carbon | Biological Power & Controls System | E-00002630 | SWITCH, STARTER, PACV2B, IMLR TANKS | SIT-0011 | Installed | ROTORK | IQT250FA101 | CD29090406
Municipal Wastewater Treatment Plant | Biological - Carbon | Biological Power & Controls System | E-00002631 | SWITCH, STARTER, PACV2C, IMLR TANKS | SIT-0011 | Installed | ROTORK | IQT250FA101 | CD29090406
Municipal Wastewater Treatment Plant | Biological - Carbon | Biological Power & Controls System | E-00002632 | SWITCH, STARTER, PACV3A, IMLR TANKS | SIT-0011 | Installed | ROTORK | IQT250FA101 | CD29090406
Municipal Wastewater Treatment Plant | Biological - Carbon | Biological Power & Controls System | E-00002633 | SWITCH, STARTER, PACV3B, IMLR TANKS | SIT-0011 | Installed | ROTORK | IQT250FA101 | CD29090406
Municipal Wastewater Treatment Plant | Biological - Carbon | Biological Power & Controls System | E-00002634 | SWITCH, STARTER, PACV3C, IMLR TANKS | SIT-0011 | Installed | ROTORK | IQT250FA101 | CD29090406
Municipal Wastewater Treatment Plant | Biological - Carbon | Biological Power & Controls System | E-00002635 | SWITCH, STARTER, PACV4A, IMLR TANKS | SIT-0011 | Installed | ROTORK | IQT250FA101 | CD29090406
Municipal Wastewater Treatment Plant | Biological - Carbon | Biological Power & Controls System | E-00002636 | SWITCH, STARTER, PACV4B, IMLR TANKS | SIT-0011 | Installed | ROTORK | IQT250FA101 | CD29090406
Municipal Wastewater Treatment Plant | Biological - Carbon | Biological Power & Controls System | E-00002637 | SWITCH, STARTER, PACV4C, IMLR TANKS | SIT-0011 | Installed | ROTORK | IQT250FA101 | CD29090406
Municipal Wastewater Treatment Plant | Biological - Carbon | Biological Power & Controls System | E-00002638 | SWITCH, STARTER, PACV5A, IMLR TANKS | SIT-0011 | Installed | ROTORK | IQT250FA101 | CD29090406
Municipal Wastewater Treatment Plant | Biological - Carbon | Biological Power & Controls System | E-00002639 | SWITCH, STARTER, PACV5B, IMLR TANKS | SIT-0011 | Installed | ROTORK | IQT250FA101 | CD29090406
Municipal Wastewater Treatment Plant | Biological - Carbon | Biological Power & Controls System | E-00002640 | SWITCH, STARTER, PACV5C, IMLR TANKS | SIT-0011 | Installed | ROTORK | IQT250FA101 | CD29090406
Municipal Wastewater Treatment Plant | Biological - Carbon | Biological Power & Controls System | E-00002641 | SWITCH, STARTER, PACV6A, IMLR TANKS | SIT-0011 | Installed | ROTORK | IQT250FA101 | CD29090406
Municipal Wastewater Treatment Plant | Biological - Carbon | Biological Power & Controls System | E-00002642 | SWITCH, STARTER, PACV6B, IMLR TANKS | SIT-0011 | Installed | ROTORK | IQT250FA101 | CD29090406
Municipal Wastewater Treatment Plant | Biological - Carbon | Biological Power & Controls System | E-00002643 | SWITCH, STARTER, PACV6C, IMLR TANKS | SIT-0011 | Installed | ROTORK | IQT250FA101 | CD29090406
Municipal Wastewater Treatment Plant | Biological - Carbon | Biological Power & Controls System | E-00002644 | SWITCH, STARTER, PACV7A, IMLR TANKS | SIT-0011 | Installed | ROTORK | IQT250FA101 | CD29090406
Municipal Wastewater Treatment Plant | Biological - Carbon | Biological Power & Controls System | E-00002645 | SWITCH, STARTER, PACV7B, IMLR TANKS | SIT-0011 | Installed | ROTORK | IQT250FA101 | CD29090406
Municipal Wastewater Treatment Plant | Biological - Carbon | Biological Power & Controls System | E-00002647 | SWITCH, STARTER, PCV7C, IMLR TANKS | SIT-0011 | Installed | ROTORK | IQT250FA101 | CD29090406
Municipal Wastewater Treatment Plant | Biological - Carbon | Biological Power & Controls System | E-00000275 | TRANSFORMER, 460/120/208V, AST AST-TC-11 | SIT-0011 | Installed | HAMMOND | HPS SENTINEL
Municipal Wastewater Treatment Plant | Biological - Carbon | Biological Power & Controls System | E-00000276 | TRANSFORMER, 460/120/208V, AST AST-TC-11A | SIT-0011 | Installed | HAMMOND | HPS SENTINEL
Municipal Wastewater Treatment Plant | Biological - Carbon | Biological Power & Controls System | E-00000277 | TRANSFORMER, 460/120/208V, AST AST-TL-11 | SIT-0011 | Installed | HAMMOND | HPS SENTINEL
Municipal Wastewater Treatment Plant | Biological - Carbon | Biological Power & Controls System | E-00000278 | TRANSFORMER, 460/120/208V, AST AST-TM-11 | SIT-0011 | Installed | HAMMOND | HPS SENTINEL
Municipal Wastewater Treatment Plant | Biological - Carbon | Biological Power & Controls System | E-00001305 | VFD, PUMP 1, NPW2P NPW2P-1-VFD | SIT-0011 | Installed | TOSHIBA | W7
Municipal Wastewater Treatment Plant | Biological - Carbon | Biological Power & Controls System | E-00000171 | VFD, PUMP 1A, RETURN ACTIVATED SLUDGE (RAS) RASP1AVFD | SIT-0011 | Installed | TOSHIBA | H9
Municipal Wastewater Treatment Plant | Biological - Carbon | Biological Power & Controls System | E-00000182 | VFD, PUMP 1A, WASTE ACTIVATED SLUDGE (WAS) WASP1AVFD | SIT-0011 | Installed | TOSHIBA | H9
Municipal Wastewater Treatment Plant | Biological - Carbon | Biological Power & Controls System | E-00000173 | VFD, PUMP 1B, RETURN ACTIVATED SLUDGE (RAS) RASP1BVFD | SIT-0011 | Installed | TOSHIBA | H9
Municipal Wastewater Treatment Plant | Biological - Carbon | Biological Power & Controls System | E-00000184 | VFD, PUMP 1B, WASTE ACTIVATED SLUDGE (WAS) WASP1BVFD | SIT-0011 | Installed | TOSHIBA | H9
Municipal Wastewater Treatment Plant | Biological - Carbon | Biological Power & Controls System | E-00000175 | VFD, PUMP 1C, RETURN ACTIVATED SLUDGE (RAS) RASP1CVFD | SIT-0011 | Installed | TOSHIBA | H9
Municipal Wastewater Treatment Plant | Biological - Carbon | Biological Power & Controls System | E-00001307 | VFD, PUMP 2, NPW2P NPW2P-2-VFD | SIT-0011 | Installed | TOSHIBA | W7
Municipal Wastewater Treatment Plant | Biological - Carbon | Biological Power & Controls System | E-00001309 | VFD, PUMP 3, NPW2P NPW2P-3-VFD | SIT-0011 | Installed | TOSHIBA | W7
Municipal Wastewater Treatment Plant | Biological - Carbon | Biological Power & Controls System | E-00001310 | VFD, PUMP 4, NPW2P NPW2P-4-VFD | SIT-0011 | Installed | TOSHIBA | H9
Municipal Wastewater Treatment Plant | Biological - Carbon | Biological Power & Controls System | E-00001313 | VFD, PUMP 5, NPW2P NPW2P-5-VFD | SIT-0011 | Installed | TOSHIBA | H9
Municipal Wastewater Treatment Plant | Biological - Carbon | Intermediate Mixed Liquor Recycle Pumping System | E-00000136 | PIPING, MIXED LIQUOR, INTERMEDIATE IMLRPPG | SIT-0011 | Installed
Municipal Wastewater Treatment Plant | Biological - Carbon | Intermediate Mixed Liquor Recycle Pumping System | E-00000137 | PUMP 1, MIXED LIQUOR, INTERMEDIATE IMLRP1 | SIT-0011 | Installed | FLYGTPUMP | PP-4680.410 | 0960039
Municipal Wastewater Treatment Plant | Biological - Carbon | Intermediate Mixed Liquor Recycle Pumping System | E-00000138 | PUMP 2, MIXED LIQUOR, INTERMEDIATE IMLRP2 | SIT-0011 | Installed | FLYGTPUMP | PP-4680.410 | 0960040
Municipal Wastewater Treatment Plant | Biological - Carbon | Intermediate Mixed Liquor Recycle Pumping System | E-00000139 | PUMP 3, MIXED LIQUOR, INTERMEDIATE IMLRP3 | SIT-0011 | Installed | FLYGTPUMP | PP-4680.410 | 0960041
Municipal Wastewater Treatment Plant | Biological - Carbon | Intermediate Mixed Liquor Recycle Pumping System | E-00000140 | PUMP 4, MIXED LIQUOR, INTERMEDIATE IMLRP4 | SIT-0011 | Installed | FLYGTPUMP | PP-4680.410 | 0960042
Municipal Wastewater Treatment Plant | Biological - Carbon | Intermediate Mixed Liquor Recycle Pumping System | E-00000141 | PUMP 5, MIXED LIQUOR, INTERMEDIATE IMLRP5 | SIT-0011 | Installed | FLYGTPUMP | PP-4680.410 | 0960043
Municipal Wastewater Treatment Plant | Biological - Carbon | Intermediate Mixed Liquor Recycle Pumping System | E-00000142 | PUMP 6, MIXED LIQUOR, INTERMEDIATE IMLRP6 | SIT-0011 | Installed | FLYGTPUMP | PP-4680.410 | 0960044
Municipal Wastewater Treatment Plant | Biological - Carbon | Intermediate Mixed Liquor Recycle Pumping System | E-00000143 | PUMP 7, MIXED LIQUOR, INTERMEDIATE IMLRP7 | SIT-0011 | Installed | FLYGTPUMP | PP-4680.410 | 0960045
Municipal Wastewater Treatment Plant | Biological - Carbon | Intermediate Mixed Liquor Recycle Pumping System | E-00000144 | VALVES, MIXED LIQUOR, INTERMEDIATE IMLRPVG | SIT-0011 | Installed
Municipal Wastewater Treatment Plant | Biological - Carbon | Non Potable Water Pump Station No. 2 System | E-00001332 | GATE, WEIR, NPW2P (54 X 54) NPW-WG-1 | SIT-0011 | Installed | GOLDEN
Municipal Wastewater Treatment Plant | Biological - Carbon | Non Potable Water Pump Station No. 2 System | E-00001322 | METER, FLOW, NPW2P NPW-FM-01 | SIT-0011 | Installed
Municipal Wastewater Treatment Plant | Biological - Carbon | Non Potable Water Pump Station No. 2 System | E-00001333 | PIPING, NPW2P NPW2PPG | SIT-0011 | Installed
Municipal Wastewater Treatment Plant | Biological - Carbon | Non Potable Water Pump Station No. 2 System | E-00001304 | PUMP 1, NPW2P NPW2P-1 | SIT-0011 | Installed | FAIRBANKSMORSE | 7000 AWF | 1817863-0
Municipal Wastewater Treatment Plant | Biological - Carbon | Non Potable Water Pump Station No. 2 System | E-00001306 | PUMP 2, NPW2P NPW2P-2 | SIT-0011 | Installed | FAIRBANKSMORSE | 7000 AWF | 1817863-1
Municipal Wastewater Treatment Plant | Biological - Carbon | Non Potable Water Pump Station No. 2 System | E-00001308 | PUMP 3, NPW2P NPW2P-3 | SIT-0011 | Installed | FAIRBANKSMORSE | 7000 AWF | 1817863-2
Municipal Wastewater Treatment Plant | Biological - Carbon | Non Potable Water Pump Station No. 2 System | E-00001311 | PUMP 4, JOCKEY, NPW2P NPW2P-4 | SIT-0011 | Installed | FAIRBANKSMORSE | 7000 AWF | 1817907-1
Municipal Wastewater Treatment Plant | Biological - Carbon | Non Potable Water Pump Station No. 2 System | E-00001312 | PUMP 5, JOCKEY, NPW2P NPW2P-5 | SIT-0011 | Installed | FAIRBANKSMORSE | 7000 AWF | 1817907-0
Municipal Wastewater Treatment Plant | Biological - Carbon | Non Potable Water Pump Station No. 2 System | E-00001314 | STRAINER, NPW2P, NORTH NPW-STR-N | SIT-0011 | Installed
Municipal Wastewater Treatment Plant | Biological - Carbon | Non Potable Water Pump Station No. 2 System | E-00001315 | STRAINER, NPW2P, SOUTH NPW-STR-S | SIT-0011 | Installed | TITAN | 16"X30" 150LB. FF CARBON STEEL | JOB NO.SSI11040
Municipal Wastewater Treatment Plant | Biological - Carbon | Non Potable Water Pump Station No. 2 System | E-00001334 | VALVES, NPW2P NPW2PVG | SIT-0011 | Installed
Municipal Wastewater Treatment Plant | Biological - Carbon | Process Aeration Blower System | E-00000117 | BLOWER 1, AIR, PROCESS PAB1 | SIT-0011 | Installed | DRESSER | 16" IGC-H | IH09-1773
Municipal Wastewater Treatment Plant | Biological - Carbon | Process Aeration Blower System | E-00000118 | BLOWER 2, AIR, PROCESS PAB2 | SIT-0011 | Installed | DRESSER | 16" IGC-H | IH09-1774
Municipal Wastewater Treatment Plant | Biological - Carbon | Process Aeration Blower System | E-00000119 | BLOWER 3, AIR, PROCESS PAB3 | SIT-0011 | Installed | DRESSER | 16" IGC-H | IH09-1775
Municipal Wastewater Treatment Plant | Biological - Carbon | Process Aeration Blower System | E-00000196 | DIFFUSERS, TANK 1, ACTIVATED SLUDGE AST1-DG | SIT-0011 | Installed | ITTWATER | 9" EPDM MEMBRANE
Municipal Wastewater Treatment Plant | Biological - Carbon | Process Aeration Blower System | E-00000198 | DIFFUSERS, TANK 2, ACTIVATED SLUDGE AST2-DG | SIT-0011 | Installed | ITTWATER | 9" EPDM MEMBRANE
Municipal Wastewater Treatment Plant | Biological - Carbon | Process Aeration Blower System | E-00000200 | DIFFUSERS, TANK 3, ACTIVATED SLUDGE AST3-DG | SIT-0011 | Installed | ITTWATER | 9" EPDM MEMBRANE
Municipal Wastewater Treatment Plant | Biological - Carbon | Process Aeration Blower System | E-00000202 | DIFFUSERS, TANK 4, ACTIVATED SLUDGE AST4-DG | SIT-0011 | Installed | ITTWATER | 9" EPDM MEMBRANE
Municipal Wastewater Treatment Plant | Biological - Carbon | Process Aeration Blower System | E-00000204 | DIFFUSERS, TANK 5, ACTIVATED SLUDGE AST5-DG | SIT-0011 | Installed | ITTWATER | 9" EPDM MEMBRANE
Municipal Wastewater Treatment Plant | Biological - Carbon | Process Aeration Blower System | E-00000206 | DIFFUSERS, TANK 6, ACTIVATED SLUDGE AST6-DG | SIT-0011 | Installed | ITTWATER | 9" EPDM MEMBRANE
Municipal Wastewater Treatment Plant | Biological - Carbon | Process Aeration Blower System | E-00000208 | DIFFUSERS, TANK 7, ACTIVATED SLUDGE AST7-DG | SIT-0011 | Installed | ITTWATER | 9" EPDM MEMBRANE
Municipal Wastewater Treatment Plant | Biological - Carbon | Process Aeration Blower System | E-00000125 | FILTER 1, AIR, PROCESS PAF1 | SIT-0011 | Installed
Municipal Wastewater Treatment Plant | Biological - Carbon | Process Aeration Blower System | E-00000126 | FILTER 2, AIR, PROCESS PAF2 | SIT-0011 | Installed
Municipal Wastewater Treatment Plant | Biological - Carbon | Process Aeration Blower System | E-00000127 | FILTER 3, AIR, PROCESS PAF3 | SIT-0011 | Installed
Municipal Wastewater Treatment Plant | Biological - Carbon | Process Aeration Blower System | E-00000252 | METER, SCFM, ZONE 1, AST 1 FE/FIT-0766, SIERRA INSTRUMENTS 0-3000 SCFM | SIT-0011 | Installed | SIERRA | 640S-FM-L18-M8-E4-P3-V4-DD | 137074
Municipal Wastewater Treatment Plant | Biological - Carbon | Process Aeration Blower System | E-00000255 | METER, SCFM, ZONE 1, AST 2 FE/FIT-0769, SIERRA INSTRUMENTS 0-3000 SCFM | SIT-0011 | Installed | SIERRA | 640S-FM-L18-M8-E4-P3-V4-DD | 137079
Municipal Wastewater Treatment Plant | Biological - Carbon | Process Aeration Blower System | E-00000258 | METER, SCFM, ZONE 1, AST 3 FE/FIT-0772, SIERRA INSTRUMENTS 0-3000 SCFM | SIT-0011 | Installed | SIERRA | 640S-FM-L18-M8-E4-P3-V4-DD | 137080
Municipal Wastewater Treatment Plant | Biological - Carbon | Process Aeration Blower System | E-00000261 | METER, SCFM, ZONE 1, AST 4 FE/FIT-0775, SIERRA INSTRUMENTS 0-3000 SCFM | SIT-0011 | Installed | SIERRA | 640S-FM-L18-M8-E4-P3-V4-DD | 137083
Municipal Wastewater Treatment Plant | Biological - Carbon | Process Aeration Blower System | E-00000264 | METER, SCFM, ZONE 1, AST 5 FE/FIT-0778, SIERRA INSTRUMENTS 0-3000 SCFM | SIT-0011 | Installed | SIERRA | 640S-FM-L18-M8-E4-P3-V4-DD | 137086
Municipal Wastewater Treatment Plant | Biological - Carbon | Process Aeration Blower System | E-00000267 | METER, SCFM, ZONE 1, AST 6 FE/FIT-0781, SIERRA INSTRUMENTS 0-3000 SCFM | SIT-0011 | Installed | SIERRA | 640S-FM-L18-M8-E4-P3-V4-DD | 137089
Municipal Wastewater Treatment Plant | Biological - Carbon | Process Aeration Blower System | E-00000270 | METER, SCFM, ZONE 1, AST 7 FE/FIT-0784, SIERRA INSTRUMENTS 0-3000 SCFM | SIT-0011 | Installed | SIERRA | 640S-FM-L18-M8-E4-P3-V4-DD | 137092
Municipal Wastewater Treatment Plant | Biological - Carbon | Process Aeration Blower System | E-00000253 | METER, SCFM, ZONE 2, AST 1 FE/FIT-0767, SIERRA INSTRUMENTS 0-3000 SCFM | SIT-0011 | Installed | SIERRA | 640S-FM-L18-M8-E4-P3-V4-DD | 137075
Municipal Wastewater Treatment Plant | Biological - Carbon | Process Aeration Blower System | E-00000256 | METER, SCFM, ZONE 2, AST 2 FE/FIT-0770, SIERRA INSTRUMENTS 0-3000 SCFM | SIT-0011 | Installed | SIERRA | 640S-FM-L18-M8-E4-P3-V4-DD | 137078
Municipal Wastewater Treatment Plant | Biological - Carbon | Process Aeration Blower System | E-00000259 | METER, SCFM, ZONE 2, AST 3 FE/FIT-0773, SIERRA INSTRUMENTS 0-3000 SCFM | SIT-0011 | Installed | SIERRA | 640S-FM-L18-M8-E4-P3-V4-DD | 137081
Municipal Wastewater Treatment Plant | Biological - Carbon | Process Aeration Blower System | E-00000262 | METER, SCFM, ZONE 2, AST 4 FE/FIT-0776, SIERRA INSTRUMENTS 0-3000 SCFM | SIT-0011 | Installed | SIERRA | 640S-FM-L18-M8-E4-P3-V4-DD | 137084
Municipal Wastewater Treatment Plant | Biological - Carbon | Process Aeration Blower System | E-00000265 | METER, SCFM, ZONE 2, AST 5 FE/FIT-0779, SIERRA INSTRUMENTS 0-3000 SCFM | SIT-0011 | Installed | SIERRA | 640S-FM-L18-M8-E4-P3-V4-DD | 137087
Municipal Wastewater Treatment Plant | Biological - Carbon | Process Aeration Blower System | E-00000268 | METER, SCFM, ZONE 2, AST 6 FE/FIT-0782, SIERRA INSTRUMENTS 0-3000 SCFM | SIT-0011 | Installed | SIERRA | 640S-FM-L18-M8-E4-P3-V4-DD | 137090
Municipal Wastewater Treatment Plant | Biological - Carbon | Process Aeration Blower System | E-00000271 | METER, SCFM, ZONE 2, AST 7 FE/FIT-0785, SIERRA INSTRUMENTS 0-3000 SCFM | SIT-0011 | Installed | SIERRA | 640S-FM-L18-M8-E4-P3-V4-DD | 137093
Municipal Wastewater Treatment Plant | Biological - Carbon | Process Aeration Blower System | E-00000254 | METER, SCFM, ZONE 3, AST 1 FE/FIT-0768, SIERRA INSTRUMENTS 0-3000 SCFM | SIT-0011 | Installed | SIERRA | 640S-FM-L18-M8-E4-P3-V4-DD | 137076
Municipal Wastewater Treatment Plant | Biological - Carbon | Process Aeration Blower System | E-00000257 | METER, SCFM, ZONE 3, AST 2 FE/FIT-0771, SIERRA INSTRUMENTS 0-3000 SCFM | SIT-0011 | Installed | SIERRA | 640S-FM-L18-M8-E4-P3-V4-DD | 137077
Municipal Wastewater Treatment Plant | Biological - Carbon | Process Aeration Blower System | E-00000260 | METER, SCFM, ZONE 3, AST 3 FE/FIT-0774, SIERRA INSTRUMENTS 0-3000 SCFM | SIT-0011 | Installed | SIERRA | 640S-FM-L18-M8-E4-P3-V4-DD | 137082
Municipal Wastewater Treatment Plant | Biological - Carbon | Process Aeration Blower System | E-00000263 | METER, SCFM, ZONE 3, AST 4 FE/FIT-0777, SIERRA INSTRUMENTS 0-3000 SCFM | SIT-0011 | Installed | SIERRA | 640S-FM-L18-M8-E4-P3-V4-DD | 137085
Municipal Wastewater Treatment Plant | Biological - Carbon | Process Aeration Blower System | E-00000266 | METER, SCFM, ZONE 3, AST 5 FE/FIT-0780, SIERRA INSTRUMENTS 0-3000 SCFM | SIT-0011 | Installed | SIERRA | 640S-FM-L18-M8-E4-P3-V4-DD | 137088
Municipal Wastewater Treatment Plant | Biological - Carbon | Process Aeration Blower System | E-00000269 | METER, SCFM, ZONE 3, AST 6 FE/FIT-0783, SIERRA INSTRUMENTS 0-3000 SCFM | SIT-0011 | Installed | SIERRA | 640S-FM-L18-M8-E4-P3-V4-DD | 137091
Municipal Wastewater Treatment Plant | Biological - Carbon | Process Aeration Blower System | E-00000272 | METER, SCFM, ZONE 3, AST 7 FE/FIT-0786, SIERRA INSTRUMENTS 0-3000 SCFM | SIT-0011 | Installed | SIERRA | 640S-FM-L18-M8-E4-P3-V4-DD | 137094
Municipal Wastewater Treatment Plant | Biological - Carbon | Process Aeration Blower System | E-00000124 | PIPING, BLOWER, AIR, PROCESS PAB-PG | SIT-0011 | Installed
Municipal Wastewater Treatment Plant | Biological - Carbon | Process Aeration Blower System | E-00000283 | PROBE, OXYGEN, DISSOLVED AE/AIT-0766 | SIT-0011 | Installed | HACH | 57900-00
Municipal Wastewater Treatment Plant | Biological - Carbon | Process Aeration Blower System | E-00000281 | PROBE, OXYGEN, DISSOLVED AE/AIT-0767 | SIT-0011 | Installed | HACH | 57900-00
Municipal Wastewater Treatment Plant | Biological - Carbon | Process Aeration Blower System | E-00000282 | PROBE, OXYGEN, DISSOLVED AE/AIT-0768 | SIT-0011 | Installed | HACH | 57900-00
Municipal Wastewater Treatment Plant | Biological - Carbon | Process Aeration Blower System | E-00000284 | PROBE, OXYGEN, DISSOLVED AE/AIT-0772 | SIT-0011 | Installed | HACH | 57900-00
Municipal Wastewater Treatment Plant | Biological - Carbon | Process Aeration Blower System | E-00000285 | PROBE, OXYGEN, DISSOLVED AE/AIT-0773 | SIT-0011 | Installed | HACH | 57900-00
Municipal Wastewater Treatment Plant | Biological - Carbon | Process Aeration Blower System | E-00000286 | PROBE, OXYGEN, DISSOLVED AE/AIT-0774 | SIT-0011 | Installed | HACH | 57900-00
Municipal Wastewater Treatment Plant | Biological - Carbon | Process Aeration Blower System | E-00000287 | PROBE, OXYGEN, DISSOLVED AE/AIT-0778 | SIT-0011 | Installed | HACH | 57900-00
Municipal Wastewater Treatment Plant | Biological - Carbon | Process Aeration Blower System | E-00000288 | PROBE, OXYGEN, DISSOLVED AE/AIT-0779 | SIT-0011 | Installed | HACH | 57900-00
Municipal Wastewater Treatment Plant | Biological - Carbon | Process Aeration Blower System | E-00000289 | PROBE, OXYGEN, DISSOLVED AE/AIT-0780 | SIT-0011 | Installed | HACH | 57900-00
Municipal Wastewater Treatment Plant | Biological - Carbon | Process Aeration Blower System | E-00000290 | PROBE, OXYGEN, DISSOLVED AE/AIT-0784 | SIT-0011 | Installed | HACH | 57900-00
Municipal Wastewater Treatment Plant | Biological - Carbon | Process Aeration Blower System | E-00000291 | PROBE, OXYGEN, DISSOLVED AE/AIT-0785 | SIT-0011 | Installed | HACH | 57900-00
Municipal Wastewater Treatment Plant | Biological - Carbon | Process Aeration Blower System | E-00000292 | PROBE, OXYGEN, DISSOLVED AE/AIT-0786 | SIT-0011 | Installed | HACH | 57900-00
Municipal Wastewater Treatment Plant | Biological - Carbon | Process Aeration Blower System | E-00000100 | PUMP, LUBE OIL FOR PAB1 1A | SIT-0011 | Installed | TUTHILL | 3RC2F | IH09-1773
Municipal Wastewater Treatment Plant | Biological - Carbon | Process Aeration Blower System | E-00000101 | PUMP, LUBE OIL FOR PAB2 1B | SIT-0011 | Installed | TUTHILL | 3RC2F | IH09-1774
Municipal Wastewater Treatment Plant | Biological - Carbon | Process Aeration Blower System | E-00000102 | PUMP, LUBE OIL FOR PAB3 1C | SIT-0011 | Installed | TUTHILL | 3RC2F | IH09-1775
Municipal Wastewater Treatment Plant | Biological - Carbon | Process Aeration Blower System | E-00000128 | SILENCER 1, AIR, PROCESS PAS1 | SIT-0011 | Installed
Municipal Wastewater Treatment Plant | Biological - Carbon | Process Aeration Blower System | E-00000129 | SILENCER 2, AIR, PROCESS PAS2 | SIT-0011 | Installed
Municipal Wastewater Treatment Plant | Biological - Carbon | Process Aeration Blower System | E-00000130 | SILENCER 3, AIR, PROCESS PAS3 | SIT-0011 | Installed
Municipal Wastewater Treatment Plant | Biological - Carbon | Process Aeration Blower System | E-00000293 | VALVE 1A, CONTROL, DROP LEG (ROTORK ACTUATOR) PACV1A | SIT-0011 | Installed | ROTORK | IQT250FA101 | CD29090406
Municipal Wastewater Treatment Plant | Biological - Carbon | Process Aeration Blower System | E-00000294 | VALVE 1B, CONTROL, DROP LEG (ROTORK ACTUATOR) PACV1B | SIT-0011 | Installed | ROTORK | IQT250FA101 | CD29090301
Municipal Wastewater Treatment Plant | Biological - Carbon | Process Aeration Blower System | E-00000295 | VALVE 1C, CONTROL, DROP LEG (ROTORK ACTUATOR) PACV1C | SIT-0011 | Installed | ROTORK | IQT250FA101 | CD29090206
Municipal Wastewater Treatment Plant | Biological - Carbon | Process Aeration Blower System | E-00000296 | VALVE 2A, CONTROL, DROP LEG (ROTORK ACTUATOR) PACV2A | SIT-0011 | Installed | ROTORK | IQT250FA101 | CD29090403
Municipal Wastewater Treatment Plant | Biological - Carbon | Process Aeration Blower System | E-00000297 | VALVE 2B, CONTROL, DROP LEG (ROTORK ACTUATOR) PACV2B | SIT-0011 | Installed | ROTORK | IQT250FA101 | CD29090307
Municipal Wastewater Treatment Plant | Biological - Carbon | Process Aeration Blower System | E-00000298 | VALVE 2C, CONTROL, DROP LEG (ROTORK ACTUATOR) PACV2C | SIT-0011 | Installed | ROTORK | IQT250FA101 | CD29090205
Municipal Wastewater Treatment Plant | Biological - Carbon | Process Aeration Blower System | E-00000299 | VALVE 3A, CONTROL, DROP LEG (ROTORK ACTUATOR) PACV3A | SIT-0011 | Installed | ROTORK | IQT250FA101 | CD29090405
Municipal Wastewater Treatment Plant | Biological - Carbon | Process Aeration Blower System | E-00000300 | VALVE 3B, CONTROL, DROP LEG (ROTORK ACTUATOR) PACV3B | SIT-0011 | Installed | ROTORK | IQT250FA101 | CD29090306
Municipal Wastewater Treatment Plant | Biological - Carbon | Process Aeration Blower System | E-00000301 | VALVE 3C, CONTROL, DROP LEG (ROTORK ACTUATOR) PACV3C | SIT-0011 | Installed | ROTORK | IQT250FA101 | CD29090204
Municipal Wastewater Treatment Plant | Biological - Carbon | Process Aeration Blower System | E-00000302 | VALVE 4A, CONTROL, DROP LEG (ROTORK ACTUATOR) PACV4A | SIT-0011 | Installed | ROTORK | IQT250FA101 | CD29090404
Municipal Wastewater Treatment Plant | Biological - Carbon | Process Aeration Blower System | E-00000303 | VALVE 4B, CONTROL, DROP LEG (ROTORK ACTUATOR) PACV4B | SIT-0011 | Installed | ROTORK | IQT250FA101 | CD29090303
Municipal Wastewater Treatment Plant | Biological - Carbon | Process Aeration Blower System | E-00000304 | VALVE 4C, CONTROL, DROP LEG (ROTORK ACTUATOR) PACV4C | SIT-0011 | Installed | ROTORK | IQT250FA101 | CD29090202
Municipal Wastewater Treatment Plant | Biological - Carbon | Process Aeration Blower System | E-00000305 | VALVE 5A, CONTROL, DROP LEG (ROTORK ACTUATOR) PACV5A | SIT-0011 | Installed | ROTORK | IQT250FA101 | CD29090402
Municipal Wastewater Treatment Plant | Biological - Carbon | Process Aeration Blower System | E-00000306 | VALVE 5B, CONTROL, DROP LEG (ROTORK ACTUATOR) PACV5B | SIT-0011 | Installed | ROTORK | IQT250FA101 | CD29090304
Municipal Wastewater Treatment Plant | Biological - Carbon | Process Aeration Blower System | E-00000307 | VALVE 5C, CONTROL, DROP LEG (ROTORK ACTUATOR) PACV5C | SIT-0011 | Installed | ROTORK | IQT250FA101 | CD29090203
Municipal Wastewater Treatment Plant | Biological - Carbon | Process Aeration Blower System | E-00000308 | VALVE 6A, CONTROL, DROP LEG (ROTORK ACTUATOR) PACV6A | SIT-0011 | Installed | ROTORK | IQT250FA101 | CD29090401
Municipal Wastewater Treatment Plant | Biological - Carbon | Process Aeration Blower System | E-00000309 | VALVE 6B, CONTROL, DROP LEG (ROTORK ACTUATOR) PACV6B | SIT-0011 | Installed | ROTORK | IQT250FA101 | CD29090302
Municipal Wastewater Treatment Plant | Biological - Carbon | Process Aeration Blower System | E-00000310 | VALVE 6C, CONTROL, DROP LEG (ROTORK ACTUATOR) PACV6C | SIT-0011 | Installed | ROTORK | IQT250FA101 | CD29090201
Municipal Wastewater Treatment Plant | Biological - Carbon | Process Aeration Blower System | E-00000311 | VALVE 7A, CONTROL, DROP LEG (ROTORK ACTUATOR) PACV7A | SIT-0011 | Installed | ROTORK | IQT250FA101 | CD29090407
Municipal Wastewater Treatment Plant | Biological - Carbon | Process Aeration Blower System | E-00000312 | VALVE 7B, CONTROL, DROP LEG (ROTORK ACTUATOR) PACV7B | SIT-0011 | Installed | ROTORK | IQT250FA101 | CD29090305
Municipal Wastewater Treatment Plant | Biological - Carbon | Process Aeration Blower System | E-00000313 | VALVE 7C, CONTROL, DROP LEG (ROTORK ACTUATOR) PACV7C | SIT-0011 | Installed | ROTORK | IQT250FA101 | CD29090207
Municipal Wastewater Treatment Plant | Biological - Carbon | Process Aeration Blower System | E-00000105 | VALVE, BYPASS, BLOWER 1 PABV1 | SIT-0011 | Installed
Municipal Wastewater Treatment Plant | Biological - Carbon | Process Aeration Blower System | E-00000106 | VALVE, BYPASS, BLOWER 2 PABV2 | SIT-0011 | Installed
Municipal Wastewater Treatment Plant | Biological - Carbon | Process Aeration Blower System | E-00000107 | VALVE, BYPASS, BLOWER 3 PABV3 | SIT-0011 | Installed
Municipal Wastewater Treatment Plant | Biological - Carbon | Process Aeration Blower System | E-00000108 | VALVE, DISCHARGE, BLOWER 1 PAIV1 | SIT-0011 | Installed | DEZURIKVALVE | 24" BUTTERFLY
Municipal Wastewater Treatment Plant | Biological - Carbon | Process Aeration Blower System | E-00000109 | VALVE, DISCHARGE, BLOWER 2 PAIV2 | SIT-0011 | Installed | DEZURIKVALVE | 24" BUTTERFLY
Municipal Wastewater Treatment Plant | Biological - Carbon | Process Aeration Blower System | E-00000110 | VALVE, DISCHARGE, BLOWER 3 PAIV3 | SIT-0011 | Installed | DEZURIKVALVE | 24" BUTTERFLY
Municipal Wastewater Treatment Plant | Biological - Carbon | Process Aeration Blower System | E-00001639 | VALVES, MANUAL VALVES, BLOWER, AIR, PROCESS PAB-VG | SIT-0011 | Installed
Municipal Wastewater Treatment Plant | Biological - Carbon | RAS Pumping System | E-00000162 | METER, FLOW, RAS, AST 1 FE/FIT-0704, KROHNE 10" MAG | SIT-0011 | Installed | KROHNE | VN044 FA0A4131121X0H0000000000 | S1021784
Municipal Wastewater Treatment Plant | Biological - Carbon | RAS Pumping System | E-00000163 | METER, FLOW, RAS, AST 2 FE/FIT-0708, KROHNE 10" MAG | SIT-0011 | Installed | KROHNE | VN044 FA0A4131121X0H0000000000 | S1021785
Municipal Wastewater Treatment Plant | Biological - Carbon | RAS Pumping System | E-00000164 | METER, FLOW, RAS, AST 3 FE/FIT-0712, KROHNE 10" MAG | SIT-0011 | Installed | KROHNE | VN044 FA0A4131121X0H0000000000 | S1021786
Municipal Wastewater Treatment Plant | Biological - Carbon | RAS Pumping System | E-00000165 | METER, FLOW, RAS, AST 4 FE/FIT-0716, KROHNE 10" MAG | SIT-0011 | Installed | KROHNE | VN044 FA0A4131121X0H0000000000 | S1021787
Municipal Wastewater Treatment Plant | Biological - Carbon | RAS Pumping System | E-00000166 | METER, FLOW, RAS, AST 5 FE/FIT-0720, KROHNE 10" MAG | SIT-0011 | Installed | KROHNE | VN044 FA0A4131121X0H0000000000 | S1021788
Municipal Wastewater Treatment Plant | Biological - Carbon | RAS Pumping System | E-00000167 | METER, FLOW, RAS, AST 6 FE/FIT-0724, KROHNE 10" MAG | SIT-0011 | Installed | KROHNE | VN044 FA0A4131121X0H0000000000 | S1021789
Municipal Wastewater Treatment Plant | Biological - Carbon | RAS Pumping System | E-00000168 | METER, FLOW, RAS, AST 7 FE/FIT-0728, KROHNE 10" MAG | SIT-0011 | Installed | KROHNE | VN044 FA0A4131121X0H0000000000 | S1021790
Municipal Wastewater Treatment Plant | Biological - Carbon | RAS Pumping System | E-00000169 | PIPING, RASP RASPPG | SIT-0011 | Installed
Municipal Wastewater Treatment Plant | Biological - Carbon | RAS Pumping System | E-00001916 | PUMP 1A, RETURN ACTIVATED SLUDGE (RAS) RASP1A | SIT-0011 | Installed | FLYGTPUMP | 3171.095-5139 | 3171.095-S1670030
Municipal Wastewater Treatment Plant | Biological - Carbon | RAS Pumping System | E-00001917 | PUMP 1B, RETURN ACTIVATED SLUDGE (RAS) RASP1B | SIT-0011 | Installed | FLYGTPUMP | 3171.095-5139 | 3171.095-S1670032
Municipal Wastewater Treatment Plant | Biological - Carbon | RAS Pumping System | E-00001918 | PUMP 1C, RETURN ACTIVATED SLUDGE (RAS) RASP1C | SIT-0011 | Installed | FLYGTPUMP | 3171.095-5139 | 3171.095-S1670028
Municipal Wastewater Treatment Plant | Biological - Carbon | RAS Pumping System | E-00001919 | PUMP 1D, RETURN ACTIVATED SLUDGE (RAS) RASP1D | SIT-0011 | Installed | FLYGTPUMP | 3171.095-5139 | 3171.095-S1670029
Municipal Wastewater Treatment Plant | Biological - Carbon | RAS Pumping System | E-00001920 | PUMP 1E, RETURN ACTIVATED SLUDGE (RAS) RASP1E | SIT-0011 | Installed | FLYGTPUMP | 3171.095-5139 | 3171.095-S1670031
Municipal Wastewater Treatment Plant | Biological - Carbon | RAS Pumping System | E-00001921 | PUMP 1F, RETURN ACTIVATED SLUDGE (RAS) RASP1F | SIT-0011 | Installed | FLYGTPUMP | 3171.095-5139 | 3171.095-S1670034
Municipal Wastewater Treatment Plant | Biological - Carbon | RAS Pumping System | E-00000326 | VALVES, RASP RASPVG | SIT-0011 | Installed
Municipal Wastewater Treatment Plant | Biological - Carbon | Secondary Channel Blower System | E-00000133 | BLOWER 1, AIR, SECONDARY CHANNEL (SCAB) SCAB1 | SIT-0011 | Installed | ROBUSCHI | RBS106 | 09-03524
Municipal Wastewater Treatment Plant | Biological - Carbon | Secondary Channel Blower System | E-00000134 | BLOWER 2, AIR, SECONDARY CHANNEL (SCAB) SCAB2 | SIT-0011 | Installed | ROBUSCHI | RBS106 | 09-03525
Municipal Wastewater Treatment Plant | Biological - Carbon | Secondary Channel Blower System | E-00000135 | BLOWER 3, AIR, SECONDARY CHANNEL (SCAB) SCAB3 | SIT-0011 | Installed | ROBUSCHI | RBS106 | 09-03526
Municipal Wastewater Treatment Plant | Biological - Carbon | Secondary Channel Blower System | E-00000131 | PIPING, SCAB SCABPG | SIT-0011 | Installed
Municipal Wastewater Treatment Plant | Biological - Carbon | Secondary Channel Blower System | E-00000132 | VALVES, SCAB SCABVG | SIT-0011 | Installed
Municipal Wastewater Treatment Plant | Biological - Carbon | Secondary Clarification System | E-00000327 | AIR HANDLING UNIT 1, SST-LCC-1, SECONDARY SEDIMENTATION AREA SST-LCC-1 HVC-1 | SIT-0011 | Installed
Municipal Wastewater Treatment Plant | Biological - Carbon | Secondary Clarification System | E-00000328 | AIR HANDLING UNIT 2, SST-LCC-1, SECONDARY SEDIMENTATION AREA SST-LCC-1 HVC-2 | SIT-0011 | Installed
Municipal Wastewater Treatment Plant | Biological - Carbon | Secondary Clarification System | E-00000362 | METER 1, FLOW, SECONDARY SLUDGE FE/FIT-1185A, KROHNE 10" MAG | SIT-0011 | Installed | KROHNE | VN044 FA0A4131121X0H0000000000 | S1021791
Municipal Wastewater Treatment Plant | Biological - Carbon | Secondary Clarification System | E-00000363 | METER 10, FLOW, SECONDARY SLUDGE FE/FIT-1185J, KROHNE 10" MAG | SIT-0011 | Installed | KROHNE | VN044 FA0A4131121X0H0000000000 | S1021800
Municipal Wastewater Treatment Plant | Biological - Carbon | Secondary Clarification System | E-00001929 | METER 11, FLOW, SECONDARY SLUDGE 1119, KROHNE 10" MAG | SIT-0011 | Installed | SIEMENS | SITRANS F M MAG 6000 | IXH72950543
Municipal Wastewater Treatment Plant | Biological - Carbon | Secondary Clarification System | E-00001930 | METER 12, FLOW, SECONDARY SLUDGE 1120, KROHNE 10" MAG | SIT-0011 | Installed | SIEMENS | SITRANS F M MAG 6000 | IXH72950559
Municipal Wastewater Treatment Plant | Biological - Carbon | Secondary Clarification System | E-00001931 | METER 13, FLOW, SECONDARY SLUDGE 1121, KROHNE 10" MAG | SIT-0011 | Installed | SIEMENS | SITRANS F M MAG 6000 | IXH72950557
Municipal Wastewater Treatment Plant | Biological - Carbon | Secondary Clarification System | E-00000364 | METER 2, FLOW, SECONDARY SLUDGE FE/FIT-1185B, KROHNE 10" MAG | SIT-0011 | Installed | KROHNE | VN044 FA0A4131121X0H0000000000 | S1021792
Municipal Wastewater Treatment Plant | Biological - Carbon | Secondary Clarification System | E-00000365 | METER 3, FLOW, SECONDARY SLUDGE FE/FIT-1185C, KROHNE 10" MAG | SIT-0011 | Installed | KROHNE | VN044 FA0A4131121X0H0000000000 | S1021793
Municipal Wastewater Treatment Plant | Biological - Carbon | Secondary Clarification System | E-00000366 | METER 4, FLOW, SECONDARY SLUDGE FE/FIT-1185D, KROHNE 10" MAG | SIT-0011 | Installed | KROHNE | VN044 FA0A4131121X0H0000000000 | S1021794
Municipal Wastewater Treatment Plant | Biological - Carbon | Secondary Clarification System | E-00000367 | METER 5, FLOW, SECONDARY SLUDGE FE/FIT-1185E, KROHNE 10" MAG | SIT-0011 | Installed | KROHNE | VN044 FA0A4131121X0H0000000000 | S1021795
Municipal Wastewater Treatment Plant | Biological - Carbon | Secondary Clarification System | E-00000368 | METER 6, FLOW, SECONDARY SLUDGE FE/FIT-1185F, KROHNE 10" MAG | SIT-0011 | Installed | KROHNE | VN044 FA0A4131121X0H0000000000 | S1021796
Municipal Wastewater Treatment Plant | Biological - Carbon | Secondary Clarification System | E-00000369 | METER 7, FLOW, SECONDARY SLUDGE FE/FIT-1185G, KROHNE 10" MAG | SIT-0011 | Installed | KROHNE | VN044 FA0A4131121X0H0000000000 | S1021797
Municipal Wastewater Treatment Plant | Biological - Carbon | Secondary Clarification System | E-00000370 | METER 8, FLOW, SECONDARY SLUDGE FE/FIT-1185H, KROHNE 10" MAG | SIT-0011 | Installed | KROHNE | VN044 FA0A4131121X0H0000000000 | S1021798
Municipal Wastewater Treatment Plant | Biological - Carbon | Secondary Clarification System | E-00000371 | METER 9, FLOW, SECONDARY SLUDGE FE/FIT-1185I, KROHNE 10" MAG | SIT-0011 | Installed | KROHNE | VN044 FA0A4131121X0H0000000000 | S1021799
Municipal Wastewater Treatment Plant | Biological - Carbon | Secondary Clarification System | E-00001719 | VALVE 1, SKIMMINGS, SECONDARY SSKV1A | SIT-0011 | Installed | ROTORK | IQT500FA101 | CD29090102
Municipal Wastewater Treatment Plant | Biological - Carbon | Secondary Clarification System | E-00000342 | VALVE 1, SPRAY, SKIMMING, SECONDARY SSKSV1 | SIT-0011 | Installed | ROTORK | IQT500FA101
Municipal Wastewater Treatment Plant | Biological - Carbon | Secondary Clarification System | E-00000343 | VALVE 10, SPRAY, SKIMMING, SECONDARY SSKSV10 | SIT-0011 | Installed | ROTORK | IQT500FA101
Municipal Wastewater Treatment Plant | Biological - Carbon | Secondary Clarification System | E-00001720 | VALVE 2, SKIMMINGS, SECONDARY SSKV1B | SIT-0011 | Installed | ROTORK | IQT500FA101 | CD29090103
Municipal Wastewater Treatment Plant | Biological - Carbon | Secondary Clarification System | E-00000344 | VALVE 2, SPRAY, SKIMMING, SECONDARY SSKSV2 | SIT-0011 | Installed | ROTORK | IQT500FA101
Municipal Wastewater Treatment Plant | Biological - Carbon | Secondary Clarification System | E-00001721 | VALVE 3, SKIMMINGS, SECONDARY SSKV1C | SIT-0011 | Installed | ROTORK | IQT500FA101 | CD29090101
Municipal Wastewater Treatment Plant | Biological - Carbon | Secondary Clarification System | E-00000345 | VALVE 3, SPRAY, SKIMMING, SECONDARY SSKSV3 | SIT-0011 | Installed | ROTORK | IQT500FA101
Municipal Wastewater Treatment Plant | Biological - Carbon | Secondary Clarification System | E-00000346 | VALVE 4, SPRAY, SKIMMING, SECONDARY SSKSV4 | SIT-0011 | Installed | ROTORK | IQT500FA101
Municipal Wastewater Treatment Plant | Biological - Carbon | Secondary Clarification System | E-00000347 | VALVE 5, SPRAY, SKIMMING, SECONDARY SSKSV5 | SIT-0011 | Installed | ROTORK | IQT500FA101
Municipal Wastewater Treatment Plant | Biological - Carbon | Secondary Clarification System | E-00000348 | VALVE 6, SPRAY, SKIMMING, SECONDARY SSKSV6 | SIT-0011 | Installed | ROTORK | IQT500FA101
Municipal Wastewater Treatment Plant | Biological - Carbon | Secondary Clarification System | E-00000349 | VALVE 7, SPRAY, SKIMMING, SECONDARY SSKSV7 | SIT-0011 | Installed | ROTORK | IQT500FA101
Municipal Wastewater Treatment Plant | Biological - Carbon | Secondary Clarification System | E-00000350 | VALVE 8, SPRAY, SKIMMING, SECONDARY SSKSV8 | SIT-0011 | Installed | ROTORK | IQT500FA101
Municipal Wastewater Treatment Plant | Biological - Carbon | Secondary Clarification System | E-00000351 | VALVE 9, SPRAY, SKIMMING, SECONDARY SSKSV9 | SIT-0011 | Installed | ROTORK | IQT500FA101
Municipal Wastewater Treatment Plant | Biological - Carbon | Secondary Drainage Pumping System | E-00001615 | PIPING, SECONDARY DRAINAGE SSTDP-PG | SIT-0011 | Installed
Municipal Wastewater Treatment Plant | Biological - Carbon | Secondary Drainage Pumping System | E-00001617 | PIPING, SECONDARY SUMPS SSTSP-PG | SIT-0011 | Installed
Municipal Wastewater Treatment Plant | Biological - Carbon | Secondary Drainage Pumping System | E-00000191 | PUMP 1, TANK DRAIN, SECONDARY SEDIMENTATION SSTDP1 | SIT-0011 | Installed | CRANEPUMP | P06LB | T1455230
Municipal Wastewater Treatment Plant | Biological - Carbon | Secondary Drainage Pumping System | E-00000192 | PUMP 1, TANK SUMP, SECONDARY SEDIMENTATION SSTSP1 | SIT-0011 | Installed | BARNESPUMPS | 3SE1544DS | 104916B-01
Municipal Wastewater Treatment Plant | Biological - Carbon | Secondary Drainage Pumping System | E-00000193 | PUMP 2, TANK SUMP, SECONDARY SEDIMENTATION SSTSP2 | SIT-0011 | Installed | BARNESPUMPS | 3SE1544DS | 104916B-01
Municipal Wastewater Treatment Plant | Biological - Carbon | Secondary Drainage Pumping System | E-00000194 | PUMP 3, TANK SUMP, SECONDARY SEDIMENTATION SSTSP3 | SIT-0011 | Installed | BARNESPUMPS | 3SE1544DS | 104916B-01
Municipal Wastewater Treatment Plant | Biological - Carbon | Secondary Drainage Pumping System | E-00001939 | PUMP 4, TANK SUMP, SECONDARY SEDIMENTATION SSTSP4 | SIT-0011 | Installed | BARNESPUMPS
Municipal Wastewater Treatment Plant | Biological - Carbon | Secondary Drainage Pumping System | E-00001616 | VALVES, SECONDARY DRAINAGE SSTDP-VG | SIT-0011 | Installed
Municipal Wastewater Treatment Plant | Biological - Carbon | Secondary Drainage Pumping System | E-00001618 | VALVES, SECONDARY SUMPS SSTSP-VG | SIT-0011 | Installed
Municipal Wastewater Treatment Plant | Biological - Carbon | Secondary Scum Pumping System | E-00000321 | INDICATOR, LEVEL, WET-WELL, SECONDARY SKIMMINGS (BUBBLER SYSTEM) LI-1140A | SIT-0011 | Installed
Municipal Wastewater Treatment Plant | Biological - Carbon | Secondary Scum Pumping System | E-00000323 | PANEL, CONTROL, LOCAL, COMPRESSORS BCP-SSKPSI | SIT-0011 | Installed
Municipal Wastewater Treatment Plant | Biological - Carbon | Secondary Scum Pumping System | E-00000324 | PANEL, CONTROL, LOCAL, PUMP, SUMP LCP-SSKSP1 | SIT-0011 | Installed
Municipal Wastewater Treatment Plant | Biological - Carbon | Secondary Scum Pumping System | E-00000325 | PANEL, CONTROL, LOCAL, PUMPS, SECONDARY SKIMMINGS LCP-SSKPS1 | SIT-0011 | Installed
Municipal Wastewater Treatment Plant | Biological - Carbon | Secondary Scum Pumping System | E-00001611 | PIPING, SECONDARY SKIMMINGS SSKP-PG | SIT-0011 | Installed
Municipal Wastewater Treatment Plant | Biological - Carbon | Secondary Scum Pumping System | E-00001613 | PIPING, SUMP, SECONDARY SKIMMINGS PS SSKSP-PG | SIT-0011 | Installed
Municipal Wastewater Treatment Plant | Biological - Carbon | Secondary Scum Pumping System | E-00000189 | PUMP 1, SUMP, SECONDARY SKIMMINGS PS SSKSP1 | SIT-0011 | Installed | BARNESPUMPS | 3SE1544DS
Municipal Wastewater Treatment Plant | Biological - Carbon | Secondary Scum Pumping System | E-00000186 | PUMP 1A, SECONDARY SKIMMINGS SSKP1A | SIT-0011 | Installed | TWINPUMP | 3523C | 1865877-0
Municipal Wastewater Treatment Plant | Biological - Carbon | Secondary Scum Pumping System | E-00000187 | PUMP 1B, SECONDARY SKIMMINGS SSKP1B | SIT-0011 | Installed | TWINPUMP | 3523C | 1865877-1
Municipal Wastewater Treatment Plant | Biological - Carbon | Secondary Scum Pumping System | E-00000190 | PUMP 2, SUMP, SECONDARY SKIMMINGS PS SSKSP2 | SIT-0011 | Installed | BARNESPUMPS | 3SE1544DS
Municipal Wastewater Treatment Plant | Biological - Carbon | Secondary Scum Pumping System | E-00000188 | PUMP STATION, SECONDARY SKIMMINGS SSPS-BLGD | SIT-0011 | Installed
Municipal Wastewater Treatment Plant | Biological - Carbon | Secondary Scum Pumping System | E-00000185 | SYSTEM, BUBBLER, PIT, SECONDARY SKIMMINGS BCP-SSKP1 | SIT-0011 | Installed
Municipal Wastewater Treatment Plant | Biological - Carbon | Secondary Scum Pumping System | E-00001612 | VALVES, SECONDARY SKIMMINGS SSKP-VG | SIT-0011 | Installed
Municipal Wastewater Treatment Plant | Biological - Carbon | Secondary Scum Pumping System | E-00001614 | VALVES, SUMP, SECONDARY SKIMMINGS PS SSKSP-VG | SIT-0011 | Installed
Municipal Wastewater Treatment Plant | Biological - Carbon | WAS Pumping System | E-00000179 | METER, FLOW, INLET, DAF 1, FE/FIT-1605, KROHNE xx" MAG | SIT-0011 | Installed | KROHNE | VN034BA0A4S31121 | S1021804
Municipal Wastewater Treatment Plant | Biological - Carbon | WAS Pumping System | E-00000180 | METER, FLOW, INLET, DAF 2 FE/FIT-1615, KROHNE xx" MAG | SIT-0011 | Installed | KROHNE | VN034BA0A4S31121 | S1021802
Municipal Wastewater Treatment Plant | Biological - Carbon | WAS Pumping System | E-00000382 | METER, FLOW, OUTLET, WAS FE/FIT-1230 | SIT-0011 | Installed | KROHNE | VN044 FA0A4131121X0H0000000000
Municipal Wastewater Treatment Plant | Biological - Carbon | WAS Pumping System | E-00000383 | PIPING, WAS WASPPG | SIT-0011 | Installed
Municipal Wastewater Treatment Plant | Biological - Carbon | WAS Pumping System | E-00000181 | PUMP 1A, WASTE ACTIVATED SLUDGE (WAS) WASP1A | SIT-0011 | Installed | NETZSCH | NM105-01L | USB80673
Municipal Wastewater Treatment Plant | Biological - Carbon | WAS Pumping System | E-00000183 | PUMP 1B, WASTE ACTIVATED SLUDGE (WAS) WASP1B | SIT-0011 | Installed | NETZSCH | NM105-01L | USB80672
Municipal Wastewater Treatment Plant | Biological - Carbon | WAS Pumping System | E-00000384 | VALVES, WAS WASPVG | SIT-0011 | Installed
Municipal Wastewater Treatment Plant | Buildings & Grounds Process | Aeration Blower Building | E-00000111 | AIR HANDLING UNIT 1, NORTH BLOWER STRUCTURE AST-LCC-HVC-1, Unit 1 and unit 2 is | SIT-0011 | Installed
Municipal Wastewater Treatment Plant | Buildings & Grounds Process | Aeration Blower Building | E-00000112 | AIR HANDLING UNIT 2, AIR, NORTH BLOWER STRUCTURE AST-LCC-HVC-2A, Unit 1 and unit | SIT-0011 | Installed
Municipal Wastewater Treatment Plant | Buildings & Grounds Process | Aeration Blower Building | E-00001725 | COMPRESSOR, AIR, BLOWER BUILDING PABCMP, Quincy Model QT5 | SIT-0011 | Installed | QUINCYCOMRESSOR | QT5 | QU1010070005
Municipal Wastewater Treatment Plant | Buildings & Grounds Process | Aeration Blower Building | E-00000113 | FAN 1, EXHAUST, NORTH BLOWER STRUCTURE NBSAEF-1 | SIT-0011 | Installed
Municipal Wastewater Treatment Plant | Buildings & Grounds Process | Aeration Blower Building | E-00000114 | FAN 2, EXHAUST, NORTH BLOWER STRUCTURE NBSAEF-2 | SIT-0011 | Installed
Municipal Wastewater Treatment Plant | Buildings & Grounds Process | Aeration Blower Building | E-00000115 | FAN 3, EXHAUST, NORTH BLOWER STRUCTURE NBSAEF-3 | SIT-0011 | Installed
Municipal Wastewater Treatment Plant | Buildings & Grounds Process | Aeration Blower Building | E-00000116 | FAN 4, EXHAUST, NORTH BLOWER STRUCTURE NBSAEF-4 | SIT-0011 | Installed
Municipal Wastewater Treatment Plant | Buildings & Grounds Process | Aeration Blower Building | E-00000557 | LIGHTING, BUILDING, BLOWER/ELECTRICAL LG-08 | SIT-0011 | Installed
Municipal Wastewater Treatment Plant | Buildings & Grounds Process | Aeration Blower Building | E-00000566 | PANEL, CONTROL, LOCAL LCP-ASTN | SIT-0011 | Installed
Municipal Wastewater Treatment Plant | Buildings & Grounds Process | Aeration Blower Building | E-00000154 | PUMP, HEAT NBS-HVC-1B | SIT-0011 | Installed
Municipal Wastewater Treatment Plant | Buildings & Grounds Process | Aeration Blower Building | E-00000572 | STRUCTURE, BLOWER, NORTH NBS-BLGD | SIT-0011 | Installed
Municipal Wastewater Treatment Plant | Buildings & Grounds Process | Aeration Blower Building | E-00000103 | UNIT 1, FILTRATION, PRESSURIZATION, AIR APFU-1 | SIT-0011 | Installed | PURAFIL | TS-500 | D10-1726
Municipal Wastewater Treatment Plant | Buildings & Grounds Process | Aeration Blower Building | E-00000104 | UNIT 2, FILTRATION, PRESSURIZATION, AIR (SST ROOF) APFU-2 | SIT-0011 | Installed | PURAFIL | TS-500
Municipal Wastewater Treatment Plant | Buildings & Grounds Process | Anti Intrusion Structure Area | E-00000601 | DISK, RUPTURE, 42", STRUCTURE, ANTI-INTRUSION 01541-RUPTURE_DISK | SIT-0011 | Installed
Municipal Wastewater Treatment Plant | Buildings & Grounds Process | Anti Intrusion Structure Area | E-00000602 | GATE, FLAP, 36", STRUCTURE, ANTI-INTRUSION 01541-FGATE-AIS | SIT-0011 | Installed
Municipal Wastewater Treatment Plant | Buildings & Grounds Process | Anti Intrusion Structure Area | E-00000603 | PANEL, BUBBLER, STRUCTURE, ANTI-INTRUSION 01541-AIS-BUBBLER | SIT-0011 | Installed
Municipal Wastewater Treatment Plant | Buildings & Grounds Process | Anti Intrusion Structure Area | E-00000538 | STRUCTURE, ANTI-INTRUSION 01541-BLDG-AIS | SIT-0011 | Installed
Municipal Wastewater Treatment Plant | Buildings & Grounds Process | Anti Intrusion Structure Area | E-00000620 | VALVE 1, AIR, COMB., DROP SHAFT, SBOO 01541-SAV-DS-1 | SIT-0011 | Installed
Municipal Wastewater Treatment Plant | Buildings & Grounds Process | Anti Intrusion Structure Area | E-00000604 | VALVE 1, AIR, COMB., STRUCTURE, ANTI-INTRUSION 01541-SAV-AIS-1 | SIT-0011 | Installed
Municipal Wastewater Treatment Plant | Buildings & Grounds Process | Anti Intrusion Structure Area | E-00000621 | VALVE 2, AIR, COMB., DROP SHAFT, SBOO 01541-SAV-DS-2 | SIT-0011 | Installed
Municipal Wastewater Treatment Plant | Buildings & Grounds Process | Anti Intrusion Structure Area | E-00000605 | VALVE 2, AIR, COMB., STRUCTURE, ANTI-INTRUSION 01541-SAV-AIS-2 | SIT-0011 | Installed
Municipal Wastewater Treatment Plant | Buildings & Grounds Process | Belt Filter Press Building | E-00000510 | BUILDING, PRESS, FILTER, BELT 02715-BLDG-BFP | SIT-0011 | Installed
Municipal Wastewater Treatment Plant | Buildings & Grounds Process | Belt Filter Press Building | E-00000511 | FAN 2, SUPPLY, AIR, BELT PRESS (BFP) 02632-SF2 | SIT-0011 | Installed | HARTZELL | 35-28EM3
Municipal Wastewater Treatment Plant | Buildings & Grounds Process | Belt Filter Press Building | E-00000512 | FAN 3, SUPPLY, AIR, BELT PRESS (BFP) 02632-SF3 | SIT-0011 | Installed | HARTZELL | 35-28EM3
Municipal Wastewater Treatment Plant | Buildings & Grounds Process | Belt Filter Press Building | E-00001968 | LIGHTING, BELT FILTER PRESS BUILDINGS | SIT-0011 | Installed
Municipal Wastewater Treatment Plant | Buildings & Grounds Process | Belt Filter Press Building | E-00000508 | PREVENTER, FLOW, BACK BFP BLDG 0000.005 BACKFLOW | SIT-0011 | Installed | FEBCO |  | A001629
Municipal Wastewater Treatment Plant | Buildings & Grounds Process | Belt Filter Press Building | E-00000509 | PREVENTER, FLOW, BACK BFP_BLDG 0000.006 BACKFLOW | SIT-0011 | Installed | FEBCO |  | A001754
Municipal Wastewater Treatment Plant | Buildings & Grounds Process | Effluent Blending Structure | E-00000460 | HVAC UNIT, LCP-ES, EBS 01500-HVAC-LCP-ES | SIT-0011 | Installed
Municipal Wastewater Treatment Plant | Buildings & Grounds Process | Effluent Blending Structure | E-00000459 | PREVENTER, FLOW, BACK 0000.013 BACK FLOW | SIT-0011 | Installed | FEBCO |  | A113026
Municipal Wastewater Treatment Plant | Buildings & Grounds Process | Effluent Blending Structure | E-00000461 | STRUCTURE, EFFLUENT BLENDING 01500-EBS-BLDG | SIT-0011 | Installed
Municipal Wastewater Treatment Plant | Buildings & Grounds Process | Effluent Meter Vault Structure | E-00000466 | GATE 5, ENTRANCE, MAIN, 2995 CLEARWATER WAY 00054-GATE5 | SIT-0011 | Installed
Municipal Wastewater Treatment Plant | Buildings & Grounds Process | Effluent Meter Vault Structure | E-00000464 | PANEL, CONTROL, SUMP, VAULT, METER, EFFLUENT 01509-LCP-EMSSP | SIT-0011 | Installed
Municipal Wastewater Treatment Plant | Buildings & Grounds Process | Effluent Meter Vault Structure | E-00001627 | PIPING, EFFLUENT STRUCTURE METER VAULT SUMP 01509-EMSSP-PG | SIT-0011 | Installed
Municipal Wastewater Treatment Plant | Buildings & Grounds Process | Effluent Meter Vault Structure | E-00000462 | PREVENTER, FLOW, BACK 0000.015 BACK FLOW | SIT-0011 | Installed | FEBCO |  | A113017
Municipal Wastewater Treatment Plant | Buildings & Grounds Process | Effluent Meter Vault Structure | E-00000465 | PUMP, SUMP, EFFLUENT METER VAULT 01509-EMSSP | SIT-0011 | Installed | BARNESPUMPS | 3SE1544DS
Municipal Wastewater Treatment Plant | Buildings & Grounds Process | Effluent Meter Vault Structure | E-00000463 | STRUCTURE, VAULT, METER, EFFLUENT 01500-EMVS-BLDG | SIT-0011 | Installed
Municipal Wastewater Treatment Plant | Buildings & Grounds Process | Effluent Meter Vault Structure | E-00001628 | VALVES, EFFLUENT STRUCTURE METER VAULT SUMP 01509-EMSSP-VG | SIT-0011 | Installed
Municipal Wastewater Treatment Plant | Buildings & Grounds Process | Facility Site System - Grounds | E-00000616 | CONTROL, LIGHT, OUTSIDE RLC-11 | SIT-0011 | Installed
Municipal Wastewater Treatment Plant | Buildings & Grounds Process | Facility Site System - Grounds | E-00000617 | CONTROL, LIGHT, OUTSIDE RLC-12 | SIT-0011 | Installed
Municipal Wastewater Treatment Plant | Buildings & Grounds Process | Facility Site System - Grounds | E-00000611 | GATE 1, ENTRANCE, NEXT TO USST 00050-GATE1 | SIT-0011 | Installed
Municipal Wastewater Treatment Plant | Buildings & Grounds Process | Facility Site System - Grounds | E-00000612 | GATE 2, ENTRANCE, NEXT TO HW 00051-GATE2 | SIT-0011 | Installed
Municipal Wastewater Treatment Plant | Buildings & Grounds Process | Facility Site System - Grounds | E-00000613 | GATE 3, ENTRANCE, ENTRANCE INTO USA 00052-GATE3 | SIT-0011 | Installed
Municipal Wastewater Treatment Plant | Buildings & Grounds Process | Facility Site System - Grounds | E-00000614 | GATE 4, ENTRANCE, ENTRANCE INTO MEXICO 00053-GATE4 | SIT-0011 | Installed
Municipal Wastewater Treatment Plant | Buildings & Grounds Process | Facility Site System - Grounds | E-00000618 | GROUNDS, PLANT (GENERAL) 00000-GRNDS-BLDG | SIT-0011 | Installed
Municipal Wastewater Treatment Plant | Buildings & Grounds Process | Facility Site System - Grounds | E-00000615 | LIGHTING, GROUNDS AREA LG-05, North Fence area | SIT-0011 | Installed
Municipal Wastewater Treatment Plant | Buildings & Grounds Process | Facility Site System - Grounds | E-00000606 | PREVENTER, FLOW, BACK HW 0000.007 BACKFLOW | SIT-0011 | Installed | FEBCO |  | A001623
Municipal Wastewater Treatment Plant | Buildings & Grounds Process | Facility Site System - Grounds | E-00000607 | PREVENTER, FLOW, BACK HW 0000.008 BACKFLOW | SIT-0011 | Installed | FEBCO |  | A001748
Municipal Wastewater Treatment Plant | Buildings & Grounds Process | Facility Site System - Grounds | E-00000608 | PREVENTER, FLOW, BACK PLANT_GROUNDS 0000.009 BACK FLOW | SIT-0011 | Installed | FEBCO |  | A04L285
Municipal Wastewater Treatment Plant | Buildings & Grounds Process | Facility Site System - Grounds | E-00000609 | PREVENTER, FLOW, BACK PLANT_GROUNDS 0000.012 BACK FLOW | SIT-0011 | Installed | FEBCO |  | A050768
Municipal Wastewater Treatment Plant | Buildings & Grounds Process | Facility Site System - Grounds | E-00001960 | SYSTEM, SECURITY, DAF ELECTRICAL ROOM | SIT-0011 | Installed
Municipal Wastewater Treatment Plant | Buildings & Grounds Process | Facility Site System - Grounds | E-00000619 | SYSTEM, SECURITY, PLANT 00000-SECURITY | SIT-0011 | Installed
Municipal Wastewater Treatment Plant | Buildings & Grounds Process | Generator Control Bldg | E-00000539 | BUILDING, CONTROL, GENERATOR 04200-GEN-BLDG | SIT-0011 | Installed
Municipal Wastewater Treatment Plant | Buildings & Grounds Process | Generator Control Bldg | E-00000540 | HVAC UNIT, CONTROL ROOM, GENERATOR 04220-HVAC-GEN | SIT-0011 | Installed
Municipal Wastewater Treatment Plant | Buildings & Grounds Process | Generator Control Bldg | E-00000541 | PURAFIL UNIT, CONTROL ROOM, GENERATOR 04220-PURAFIL | SIT-0011 | Installed | PURAFIL
Municipal Wastewater Treatment Plant | Buildings & Grounds Process | Grit Bin Building | E-00000394 | AREA, STORAGE, HW 00100-GRITBIN-BLDG | SIT-0011 | Installed
Municipal Wastewater Treatment Plant | Buildings & Grounds Process | Grit Bin Building | E-00000408 | DETECTOR, GAS, LEL, STORAGE, HW 00185-CG | SIT-0011 | Installed
Municipal Wastewater Treatment Plant | Buildings & Grounds Process | Grit Bin Building | E-00000409 | DOOR 1, ROLL-UP, STORAGE, HW 00270-RUD1 | SIT-0011 | Installed
Municipal Wastewater Treatment Plant | Buildings & Grounds Process | Grit Bin Building | E-00001962 | DOOR 1, ROLL-UP, STORAGE, TLB NE-RUD1 | SIT-0011 | Installed
Municipal Wastewater Treatment Plant | Buildings & Grounds Process | Grit Bin Building | E-00000410 | DOOR 2, ROLL-UP, STORAGE, HW 00270-RUD2 | SIT-0011 | Installed
Municipal Wastewater Treatment Plant | Buildings & Grounds Process | Grit Bin Building | E-00001963 | DOOR 2, ROLL-UP, STORAGE, TLB NW-RUD2 | SIT-0011 | Installed
Municipal Wastewater Treatment Plant | Buildings & Grounds Process | Grit Bin Building | E-00001964 | DOOR 3, ROLL-UP, STORAGE, TLB SE-RUD3 | SIT-0011 | Installed
Municipal Wastewater Treatment Plant | Buildings & Grounds Process | Grit Bin Building | E-00001965 | DOOR 4, ROLL-UP, STORAGE, TLB SW-RUD4 | SIT-0011 | Installed
Municipal Wastewater Treatment Plant | Buildings & Grounds Process | Grit Bin Building | E-00000895 | FAN EF3, EXHAUST, FRP DAMPER 00386-ORV1 | SIT-0011 | Installed | HARTZELL
Municipal Wastewater Treatment Plant | Buildings & Grounds Process | Grit Bin Building | E-00000397 | FAN, EXHAUST, STORAGE, HW 00389-EF2 | SIT-0011 | Installed | HARTZELL | 37-24-FWK3
Municipal Wastewater Treatment Plant | Buildings & Grounds Process | Grit Bin Building | E-00000914 | FAN, SUPPLY, DEWATERING, STORAGE, HW 00387-SF1 | SIT-0011 | Installed | HARTZELL | 35-32-EN3
Municipal Wastewater Treatment Plant | Buildings & Grounds Process | Grit Bin Building | E-00000395 | WINCH 1, POSITION, BIN, STORAGE, HW 00276-SBPW1 | SIT-0011 | Installed | THERN | 4WS3M10-S | 40961018
Municipal Wastewater Treatment Plant | Buildings & Grounds Process | Grit Bin Building | E-00000392 | WINCH 1, TRANSPORT, BIN, STORAGE, HW 00275-SBTW1 | SIT-0011 | Installed | THERN | 4WS3M-S3 | 40961015
Municipal Wastewater Treatment Plant | Buildings & Grounds Process | Grit Bin Building | E-00000396 | WINCH 2, POSITION, BIN, STORAGE, HW 00276-SBPW2 | SIT-0011 | Installed | THERN | 4WS3M10-S | 40961017
Municipal Wastewater Treatment Plant | Buildings & Grounds Process | Grit Bin Building | E-00000393 | WINCH 2, TRANSPORT, BIN, STORAGE, HW 00275-SBTW2 | SIT-0011 | Installed | THERN | 4WS3M-S3 | 40961016
Municipal Wastewater Treatment Plant | Buildings & Grounds Process | Grit Gallery Area | E-00000416 | GALLERY, GRIT 00300-GRIT-BLDG | SIT-0011 | Installed
Municipal Wastewater Treatment Plant | Buildings & Grounds Process | Grit Gallery Area | E-00002013 | LIGHTING, GRIT AREA | SIT-0011 | Installed
Municipal Wastewater Treatment Plant | Buildings & Grounds Process | Headworks Building | E-00001718 | COMPRESSOR, AIR, SPEEDAIRE PPM1 | SIT-0011 | Installed | SPEEDAIRE | 4B250A | L2/1/2001-00018
Municipal Wastewater Treatment Plant | Buildings & Grounds Process | Headworks Building | E-00000405 | DETECTOR, GAS, H2S, INFLUENT, HW 00230-H2S | SIT-0011 | Installed
Municipal Wastewater Treatment Plant | Buildings & Grounds Process | Headworks Building | E-00000407 | DETECTOR, GAS, H2S, SCREENING AREA, HW 00180-H2S | SIT-0011 | Installed
Municipal Wastewater Treatment Plant | Buildings & Grounds Process | Headworks Building | E-00000406 | DETECTOR, GAS, LEL, SCREENINGS, HW 00175-CG | SIT-0011 | Installed
Municipal Wastewater Treatment Plant | Buildings & Grounds Process | Headworks Building | E-00000398 | FAN, EXHAUST, GRIT DEWATERING 00388-EF1 | SIT-0011 | Installed | HARTZELL | 37-24-FWK3
Municipal Wastewater Treatment Plant | Buildings & Grounds Process | Headworks Building | E-00000414 | FAN, EXHAUST, SCREENINGS AND WET WELL AREA 00385-EF3 | SIT-0011 | Installed | HARTZELL | 40-15-GJ33
Municipal Wastewater Treatment Plant | Buildings & Grounds Process | Headworks Building | E-00000412 | HOIST, 2-TON, INF PUMP AREA, HEADWORKS 00100-HWE-HOIST | SIT-0011 | Installed | THERN
Municipal Wastewater Treatment Plant | Buildings & Grounds Process | Headworks Building | E-00000403 | HVAC UNIT 1, HW 00354-HW-HVAC1 | SIT-0011 | Installed
Municipal Wastewater Treatment Plant | Buildings & Grounds Process | Headworks Building | E-00000404 | HVAC UNIT 2, HW 00354-HW-HVAC2 | SIT-0011 | Installed
Municipal Wastewater Treatment Plant | Buildings & Grounds Process | Headworks Building | E-00001969 | LIGHTING, HEADWORKS | SIT-0011 | Installed
Municipal Wastewater Treatment Plant | Buildings & Grounds Process | Headworks Building | E-00000413 | MONITOR, COMBUSTIBLE GAS, INF PUMP STATION 00225-CG | SIT-0011 | Installed
Municipal Wastewater Treatment Plant | Buildings & Grounds Process | Headworks Building | E-00000401 | MONITOR, GAS, COMBINATION, GRIT DEWATERING, HW 00345-CG | SIT-0011 | Installed
Municipal Wastewater Treatment Plant | Buildings & Grounds Process | Headworks Building | E-00000402 | MONITOR, GAS, H2S GRIT DEWATERING, HW 00350-H2S | SIT-0011 | Installed
Municipal Wastewater Treatment Plant | Buildings & Grounds Process | Headworks Building | E-00000399 | PANEL, MONITORING, DETECTION, GAS, HW 00175-GAS-PNL | SIT-0011 | Installed | MSA | 9010/9020
Municipal Wastewater Treatment Plant | Buildings & Grounds Process | Headworks Building | E-00000400 | PANEL, MONITORING, DETECTION, GAS, HW 00180-GAS-PNL | SIT-0011 | Installed | MSA | 9010/9020
Municipal Wastewater Treatment Plant | Buildings & Grounds Process | Headworks Building | E-00000411 | STRUCTURE/BUILDING, HW (HEADWORKS) 00100-HWE-BLDG | SIT-0011 | Installed
Municipal Wastewater Treatment Plant | Buildings & Grounds Process | Main Switchgear Building | E-00001188 | ASSEMBLY, FILTER, AIR, MCC, MSB 01314-PURAFIL | SIT-0011 | Installed
Municipal Wastewater Treatment Plant | Buildings & Grounds Process | Main Switchgear Building | E-00000544 | BUILDING, SWITCHGEAR, MAIN (MSB) 01300-MSG-BLDG | SIT-0011 | Installed
Municipal Wastewater Treatment Plant | Buildings & Grounds Process | Main Switchgear Building | E-00000543 | HOIST, BREAKER, MSG, CONTROL BUILDING, GENERATOR 01340-CBHOIST | SIT-0011 | Installed
Municipal Wastewater Treatment Plant | Buildings & Grounds Process | Main Switchgear Building | E-00000545 | HVAC 1 (NORTH), MSB 01314-MSG-HVAC1 | SIT-0011 | Installed
Municipal Wastewater Treatment Plant | Buildings & Grounds Process | Main Switchgear Building | E-00000546 | HVAC 2 (SOUTH), MSB 01314-MSG-HVAC2 | SIT-0011 | Installed
Municipal Wastewater Treatment Plant | Buildings & Grounds Process | Maintenance Shop Building | E-00000578 | AIR HANDLING UNIT 1, OPERATIONS/MAINTENANCE BUILDING, HVAC-1 | SIT-0011 | Installed
Municipal Wastewater Treatment Plant | Buildings & Grounds Process | Maintenance Shop Building | E-00000579 | AIR HANDLING UNIT 2, OPERATIONS/MAINTENANCE BUILDING, HVAC-2 | SIT-0011 | Installed
Municipal Wastewater Treatment Plant | Buildings & Grounds Process | Maintenance Shop Building | E-00001536 | CRANE, JIB, MAINTENANCE BUILDING MHST2 | SIT-0011 | Installed
Municipal Wastewater Treatment Plant | Buildings & Grounds Process | Maintenance Shop Building | E-00002720 | DUCTLESS AIR HANDLER OPERATIONS/MAINTENANCE BUILDING | SIT-0011 | Installed
Municipal Wastewater Treatment Plant | Buildings & Grounds Process | Maintenance Shop Building | E-00000591 | FAN 1, WELDING EXHAUST EF-6 | SIT-0011 | Installed
Municipal Wastewater Treatment Plant | Buildings & Grounds Process | Maintenance Shop Building | E-00000581 | FAN 1, EXHAUST, PAINTING SHOP EF-15 | SIT-0011 | Installed
Municipal Wastewater Treatment Plant | Buildings & Grounds Process | Maintenance Shop Building | E-00000588 | FAN 1, EXHAUST, VEHICLE MAINTENANCE GARAGE EF-12 | SIT-0011 | Installed
Municipal Wastewater Treatment Plant | Buildings & Grounds Process | Maintenance Shop Building | E-00000590 | FAN 2, WELDING EXHAUST EF-17 | SIT-0011 | Installed
Municipal Wastewater Treatment Plant | Buildings & Grounds Process | Maintenance Shop Building | E-00000582 | FAN 2, EXHAUST, PAINTING SHOP EF-16 | SIT-0011 | Installed
Municipal Wastewater Treatment Plant | Buildings & Grounds Process | Maintenance Shop Building | E-00000589 | FAN 2, EXHAUST, VEHICLE MAINTENANCE GARAGE EF-13 | SIT-0011 | Installed
Municipal Wastewater Treatment Plant | Buildings & Grounds Process | Maintenance Shop Building | E-00000573 | FAN, EXHAUST, JANITORS CLOSET EF-5 | SIT-0011 | Installed
Municipal Wastewater Treatment Plant | Buildings & Grounds Process | Maintenance Shop Building | E-00000575 | FAN, EXHAUST, MAINTENANCE SHOP/CORRIDOR EF-7 | SIT-0011 | Installed
Municipal Wastewater Treatment Plant | Buildings & Grounds Process | Maintenance Shop Building | E-00000576 | FAN, EXHAUST, MEN'S RESTROOM EF-2 | SIT-0011 | Installed
Municipal Wastewater Treatment Plant | Buildings & Grounds Process | Maintenance Shop Building | E-00000577 | FAN, EXHAUST, MEN'S/LOCKER/SHOWER EF-1 | SIT-0011 | Installed
Municipal Wastewater Treatment Plant | Buildings & Grounds Process | Maintenance Shop Building | E-00001885 | Fan, Exhaust, Operations and Maintenance Bldg.,EF14 | SIT-0011 | Installed
Municipal Wastewater Treatment Plant | Buildings & Grounds Process | Maintenance Shop Building | E-00000580 | FAN, EXHAUST, PAINT STORAGE EF-14 | SIT-0011 | Installed
Municipal Wastewater Treatment Plant | Buildings & Grounds Process | Maintenance Shop Building | E-00000584 | FAN, EXHAUST, PROCESS EQUIPMENT-LOADING EF-11 | SIT-0011 | Installed
Municipal Wastewater Treatment Plant | Buildings & Grounds Process | Maintenance Shop Building | E-00000585 | FAN, EXHAUST, PROCESS EQUIPMENT-STORAGE EF-10 | SIT-0011 | Installed
Municipal Wastewater Treatment Plant | Buildings & Grounds Process | Maintenance Shop Building | E-00000586 | FAN, EXHAUST, STORAGE ROOM EF-8 | SIT-0011 | Installed
Municipal Wastewater Treatment Plant | Buildings & Grounds Process | Maintenance Shop Building | E-00000587 | FAN, EXHAUST, TOOL ROOM/STORAGE EF-9 | SIT-0011 | Installed
Municipal Wastewater Treatment Plant | Buildings & Grounds Process | Maintenance Shop Building | E-00000592 | FAN, EXHAUST, WOMEN'S RESTROOM EF-3 | SIT-0011 | Installed
Municipal Wastewater Treatment Plant | Buildings & Grounds Process | Maintenance Shop Building | E-00000593 | FAN, EXHAUST, WOMEN'S/LOCKER/SHOWER EF-4 | SIT-0011 | Installed
Municipal Wastewater Treatment Plant | Buildings & Grounds Process | Maintenance Shop Building | E-00001535 | HOIST, 2-TON, MAINTENANCE BUILDING MHST1 | SIT-0011 | Installed | GORBELPUMP
Municipal Wastewater Treatment Plant | Buildings & Grounds Process | Maintenance Shop Building | E-00001878 | Hoist, 2-Ton, Maintenance Building MHST3 | SIT-0011 | Installed
Municipal Wastewater Treatment Plant | Buildings & Grounds Process | Maintenance Shop Building | E-00001970 | LIGHTING, MAINTENANCE BUILDING | SIT-0011 | Installed
Municipal Wastewater Treatment Plant | Buildings & Grounds Process | Maintenance Shop Building | E-00000574 | PANEL, CONTROL, LOCAL (ROOM 209) LCP-ADMIN | SIT-0011 | Installed
Municipal Wastewater Treatment Plant | Buildings & Grounds Process | Maintenance Shop Building | E-00000583 | STRUCTURE, MAINTENANCE MAINT-BLDG | SIT-0011 | Installed
Municipal Wastewater Treatment Plant | Buildings & Grounds Process | NPW Station Area | E-00000453 | STATION, NPW 01300-NPW-BLDG | SIT-0011 | Installed
Municipal Wastewater Treatment Plant | Buildings & Grounds Process | Odor Reduction Headworks Building | E-00000415 | Flowmeter, 0-460GPM, FIT-ORSC1,Recirc Flow,ODOR REDUCTION, HEADWORKS AREA 00350- | SIT-0011 | Installed | KROHNE |  | S1021805
Municipal Wastewater Treatment Plant | Buildings & Grounds Process | Odor Reduction Primary Sediment Area | E-00000478 | ALARM, HIGH-LEVEL, SUMP, CAUSTIC, ORPST 00668-HLA-ORSP | SIT-0011 | Installed
Municipal Wastewater Treatment Plant | Buildings & Grounds Process | Odor Reduction Primary Sediment Area | E-00000482 | CONTAINMENT, CAUSTIC, ORPST 00668-CONTAIN | SIT-0011 | Installed
Municipal Wastewater Treatment Plant | Buildings & Grounds Process | Odor Reduction Primary Sediment Area | E-00000481 | CONTAINMENT, SODIUM HYPOCHLORITE, ORPST 00678-CONTAIN | SIT-0011 | Installed
Municipal Wastewater Treatment Plant | Buildings & Grounds Process | Odor Reduction Primary Sediment Area | E-00000477 | Flowmeter, 0-500GPM, FIT-ORPST Recirc Flow, ODOR REDUCTION, PRIMARY SEDIMENT ARE | SIT-0011 | Installed | ROSEMOUNT | 8732CR03N0M4 | 0860165866
Municipal Wastewater Treatment Plant | Buildings & Grounds Process | Odor Reduction Primary Sediment Area | E-00000480 | PANEL, CONTROL, PUMP, SUMP, CAUSTIC, ORPST 00668-LCP-NaOH | SIT-0011 | Installed
Municipal Wastewater Treatment Plant | Buildings & Grounds Process | Odor Reduction Primary Sediment Area | E-00000479 | PANEL, CONTROL, PUMP, SUMP, SODIUM HYPOCHLORITE, ORPST 00500-LCP-NaOCL | SIT-0011 | Installed
Municipal Wastewater Treatment Plant | Buildings & Grounds Process | Odor Reduction Primary Sediment Area | E-00001631 | PIPING, ODOR REDUCTION PRIMARY SEDIMENT AREA SUMP 00668-ORSP-PG | SIT-0011 | Installed
Municipal Wastewater Treatment Plant | Buildings & Grounds Process | Odor Reduction Primary Sediment Area | E-00000475 | PREVENTER, FLOW, BACK, ORPST 0000.001 BACKFLOW | SIT-0011 | Installed | FEBCO |  | A001739
Municipal Wastewater Treatment Plant | Buildings & Grounds Process | Odor Reduction Primary Sediment Area | E-00000476 | PREVENTER, FLOW, BACK, ORPST 0000.014 BACK FLOW | SIT-0011 | Installed | FEBCO |  | A001746
Municipal Wastewater Treatment Plant | Buildings & Grounds Process | Odor Reduction Primary Sediment Area | E-00000483 | PUMP 3, SUMP, CONTAINMENT, CAUSTIC, ORPST 00668-ORSP3 | SIT-0011 | Installed | BARNESPUMPS | 3SE1544DS
Municipal Wastewater Treatment Plant | Buildings & Grounds Process | Odor Reduction Primary Sediment Area | E-00000484 | PUMP 4, SUMP, CONTAINMENT, SODIUM HYPOCHLORITE, ORPST 00678-ORSP4 | SIT-0011 | Installed | BARNESPUMPS | 3SE1544DS
Municipal Wastewater Treatment Plant | Buildings & Grounds Process | Odor Reduction Primary Sediment Area | E-00001632 | VALVES, ODOR REDUCTION PRIMARY SEDIMENT AREA SUMP 00668-ORSP-VG | SIT-0011 | Installed
Municipal Wastewater Treatment Plant | Buildings & Grounds Process | Odor Reduction Solids Processing Area | E-00000497 | ALARM, HIGH-LEVEL, SUMP 8, CONTAINMENT, SODIUM HYPOCHLORITE, SP 03734-HLA-ORSP8 | SIT-0011 | Installed
Municipal Wastewater Treatment Plant | Buildings & Grounds Process | Odor Reduction Solids Processing Area | E-00000498 | ALARM, HIGH-LEVEL, SUMP 9, CONTAINMENT, SULFURIC ACID, SP 03738-HLA-ORSP9 | SIT-0011 | Installed
Municipal Wastewater Treatment Plant | Buildings & Grounds Process | Odor Reduction Solids Processing Area | E-00000496 | ALARM, HIGH, SUMP, CONTAINMENT, CAUSTIC, SP 03728-HLA-ORSP7 | SIT-0011 | Installed
Municipal Wastewater Treatment Plant | Buildings & Grounds Process | Odor Reduction Solids Processing Area | E-00000487 | CONTAINMENT, CAUSTIC, ORSP 03728-CONTAIN | SIT-0011 | Installed
Municipal Wastewater Treatment Plant | Buildings & Grounds Process | Odor Reduction Solids Processing Area | E-00000492 | CONTAINMENT, SODIUM HYPOCHLORITE, ORSP 03734-CONTAIN | SIT-0011 | Installed
Municipal Wastewater Treatment Plant | Buildings & Grounds Process | Odor Reduction Solids Processing Area | E-00000494 | CONTAINMENT, SULFURIC ACID, ORSP 03738-CONTAIN | SIT-0011 | Installed
Municipal Wastewater Treatment Plant | Buildings & Grounds Process | Odor Reduction Solids Processing Area | E-00000486 | Flowmeter, 0-1330GPM, FIT-ORSC4 Recirc Flow, ODOR REDUCTION, SOLIDS PROCESSING A | SIT-0011 | Installed | ROSEMOUNT | 8732CR03N0M4 | 0860166179
Municipal Wastewater Treatment Plant | Buildings & Grounds Process | Odor Reduction Solids Processing Area | E-00001875 | Flowmeter, 0-1330GPM, FIT-ORSC5 Recirc Flow, ODOR REDUCTION, SOLIDS PROCESSING A | SIT-0011 | Installed | ROSEMOUNT | 8732CR03N0M4 | 0860166182
Municipal Wastewater Treatment Plant | Buildings & Grounds Process | Odor Reduction Solids Processing Area | E-00000489 | PANEL, CONTROL, HIGH, SUMP 8, CONTAINMENT, SODIUM HYPOCHLORITE, ORSP 03734-LCP-O | SIT-0011 | Installed
Municipal Wastewater Treatment Plant | Buildings & Grounds Process | Odor Reduction Solids Processing Area | E-00000490 | PANEL, CONTROL, PUMP 7, SUMP, CONTAINMENT, CAUSTIC, ORSP 03728-LCP-ORSP7 | SIT-0011 | Installed
Municipal Wastewater Treatment Plant | Buildings & Grounds Process | Odor Reduction Solids Processing Area | E-00000495 | PANEL, CONTROL, SUMP 9, CONTAINMENT, SULFURIC ACID, ORSP 03738-LCP-ORSP9 | SIT-0011 | Installed
Municipal Wastewater Treatment Plant | Buildings & Grounds Process | Odor Reduction Solids Processing Area | E-00001633 | PIPING, SP ODOR CONTROL AREA SUMP 03700-ORSP-SP-PG | SIT-0011 | Installed
Municipal Wastewater Treatment Plant | Buildings & Grounds Process | Odor Reduction Solids Processing Area | E-00000485 | PREVENTER, FLOW, BACK, ORSP 0000.002 BACKFLOW | SIT-0011 | Installed | FEBCO |  | A001630
Municipal Wastewater Treatment Plant | Buildings & Grounds Process | Odor Reduction Solids Processing Area | E-00000488 | PUMP 7, SUMP, CONTAINMENT, CAUSTIC, ORSP 03728-ORSP7 | SIT-0011 | Installed | BARNESPUMPS | 3SE1544DS
Municipal Wastewater Treatment Plant | Buildings & Grounds Process | Odor Reduction Solids Processing Area | E-00000491 | PUMP 8, SUMP, CONTAINMENT, SODIUM HYPOCHLORITE, ORSP 03734-ORSP8 | SIT-0011 | Installed | BARNESPUMPS | 3SE1544DS
Municipal Wastewater Treatment Plant | Buildings & Grounds Process | Odor Reduction Solids Processing Area | E-00000493 | PUMP 9, SUMP, CONTAINMENT, SULFURIC ACID, ORSP 03738-ORSP9 | SIT-0011 | Installed | BARNESPUMPS | 3SE1544DS
Municipal Wastewater Treatment Plant | Buildings & Grounds Process | Odor Reduction Solids Processing Area | E-00001634 | VALVES, SP ODOR CONTROL AREA SUMP 03700-ORSP-SP-VG | SIT-0011 | Installed
Municipal Wastewater Treatment Plant | Buildings & Grounds Process | ORHW Chemical Storage Area | E-00000470 | ALARM, HIGH-LEVEL, PIT, SUMP, CAUSTIC, ORHW 00368-HLA-NaOH | SIT-0011 | Installed
Municipal Wastewater Treatment Plant | Buildings & Grounds Process | ORHW Chemical Storage Area | E-00000473 | ALARM, HIGH-LEVEL, PIT, SUMP, SODIUM HYPOCHLORITE, ORHW 00378-HLA-NaOCL | SIT-0011 | Installed
Municipal Wastewater Treatment Plant | Buildings & Grounds Process | ORHW Chemical Storage Area | E-00000469 | CONTAINMENT, CAUSTIC, ORHW 00368-CONTAIN | SIT-0011 | Installed
Municipal Wastewater Treatment Plant | Buildings & Grounds Process | ORHW Chemical Storage Area | E-00000474 | CONTAINMENT, SODIUM HYPOCHLORITE, ORHW 00378-CONTAIN | SIT-0011 | Installed
Municipal Wastewater Treatment Plant | Buildings & Grounds Process | ORHW Chemical Storage Area | E-00001629 | PIPING, ORHW CHEMICAL STORAGE AREA SUMP 00368-ORSP-PG | SIT-0011 | Installed
Municipal Wastewater Treatment Plant | Buildings & Grounds Process | ORHW Chemical Storage Area | E-00000467 | PUMP 1, SUMP, CONTAINMENT, CAUSTIC, ORHW 00368-ORSP1 | SIT-0011 | Installed | BARNESPUMPS | 3SE1544DS | 9573162-3
Municipal Wastewater Treatment Plant | Buildings & Grounds Process | ORHW Chemical Storage Area | E-00000468 | PUMP 2, SUMP, CONTAINMENT, SODIUM HYPO, ORHW 00378-ORSP2 | SIT-0011 | Installed | BARNESPUMPS | 3SE1544DS | 9573162-4
Municipal Wastewater Treatment Plant | Buildings & Grounds Process | ORHW Chemical Storage Area | E-00001630 | VALVES, ORHW CHEMICAL STORAGE AREA SUMP 00368-ORSP-VG | SIT-0011 | Installed
Municipal Wastewater Treatment Plant | Buildings & Grounds Process | Personnel Bldg Area (SP) | E-00001772 | BINDER, DOCUBIND P100 OFFICE25 | SIT-0011 | Installed |  | P100
Municipal Wastewater Treatment Plant | Buildings & Grounds Process | Personnel Bldg Area (SP) | E-00001780 | BOOKCASE, 3-SHELF OFFICE33 | SIT-0011 | Installed
Municipal Wastewater Treatment Plant | Buildings & Grounds Process | Personnel Bldg Area (SP) | E-00001809 | BOOKCASE, 3-SHELF OFFICE62 | SIT-0011 | Installed
Municipal Wastewater Treatment Plant | Buildings & Grounds Process | Personnel Bldg Area (SP) | E-00001783 | BOOKCASE, 3-SHELF, BLACK OFFICE36 | SIT-0011 | Installed
Municipal Wastewater Treatment Plant | Buildings & Grounds Process | Personnel Bldg Area (SP) | E-00001797 | BOOKCASE, 3-SHELF, BLACK OFFICE50 | SIT-0011 | Installed
Municipal Wastewater Treatment Plant | Buildings & Grounds Process | Personnel Bldg Area (SP) | E-00001801 | BOOKCASE, 5-SHELF OFFICE54 | SIT-0011 | Installed
Municipal Wastewater Treatment Plant | Buildings & Grounds Process | Personnel Bldg Area (SP) | E-00001771 | BOOKCASE, 5-SHELF, BLACK (2) OFFICE24 | SIT-0011 | Installed
Municipal Wastewater Treatment Plant | Buildings & Grounds Process | Personnel Bldg Area (SP) | E-00001774 | BOOKCASE, 5-SHELF, BLACK (6) OFFICE27 | SIT-0011 | Installed
Municipal Wastewater Treatment Plant | Buildings & Grounds Process | Personnel Bldg Area (SP) | E-00001821 | BOOKCASE, 5-SHELF, BLACK, HON OFFICE74 | SIT-0011 | Installed | HON
Municipal Wastewater Treatment Plant | Buildings & Grounds Process | Personnel Bldg Area (SP) | E-00001756 | BOOKCASE, 6-SHELF (2) OFFICE9 | SIT-0011 | Installed
Municipal Wastewater Treatment Plant | Buildings & Grounds Process | Personnel Bldg Area (SP) | E-00001789 | BOOKCASE, 6-SHELF, TAN, TENNSCO (2) OFFICE42 | SIT-0011 | Installed | TENNSCO
Municipal Wastewater Treatment Plant | Buildings & Grounds Process | Personnel Bldg Area (SP) | E-00000550 | BUILDING, PERSONNEL (SP) 02613-PERSON-BLDG | SIT-0011 | Installed
Municipal Wastewater Treatment Plant | Buildings & Grounds Process | Personnel Bldg Area (SP) | E-00001802 | CABINET, FILE, 2-DRAWER OFFICE55 | SIT-0011 | Installed
Municipal Wastewater Treatment Plant | Buildings & Grounds Process | Personnel Bldg Area (SP) | E-00001796 | CABINET, FILE, 2-DRAWER, HON (3) OFFICE49 | SIT-0011 | Installed | HON
Municipal Wastewater Treatment Plant | Buildings & Grounds Process | Personnel Bldg Area (SP) | E-00001777 | CABINET, FILE, 2-DRAWER, TAN, HON OFFICE30 | SIT-0011 | Installed
Municipal Wastewater Treatment Plant | Buildings & Grounds Process | Personnel Bldg Area (SP) | E-00001824 | CABINET, FILE, 2-DRAWER, TAN, HON OFFICE77 | SIT-0011 | Installed | HON
Municipal Wastewater Treatment Plant | Buildings & Grounds Process | Personnel Bldg Area (SP) | E-00001782 | CABINET, FILE, 2-DRAWER, WOOD, HORIZONTAL (2) OFFICE35 | SIT-0011 | Installed
Municipal Wastewater Treatment Plant | Buildings & Grounds Process | Personnel Bldg Area (SP) | E-00001770 | CABINET, FILE, 3-DRAWER, HON OFFICE23 | SIT-0011 | Installed | HON
Municipal Wastewater Treatment Plant | Buildings & Grounds Process | Personnel Bldg Area (SP) | E-00001775 | CABINET, FILE, 3-DRAWER, TAN, HON OFFICE28 | SIT-0011 | Installed
Municipal Wastewater Treatment Plant | Buildings & Grounds Process | Personnel Bldg Area (SP) | E-00001759 | CABINET, FILE, 4-DRAWER, BLACK OFFICE12 | SIT-0011 | Installed | HON
Municipal Wastewater Treatment Plant | Buildings & Grounds Process | Personnel Bldg Area (SP) | E-00001792 | CABINET, FILE, 4-DRAWER, BLACK, HON OFFICE45 | SIT-0011 | Installed
Municipal Wastewater Treatment Plant | Buildings & Grounds Process | Personnel Bldg Area (SP) | E-00001800 | CABINET, FILE, 4-DRAWER, OFFICE IMPRESSIONS OFFICE53 | SIT-0011 | Installed | OFFICEIMPRESSION
Municipal Wastewater Treatment Plant | Buildings & Grounds Process | Personnel Bldg Area (SP) | E-00001763 | CABINET, FILE, 4-DRAWER, TAN OFFICE16 | SIT-0011 | Installed
Municipal Wastewater Treatment Plant | Buildings & Grounds Process | Personnel Bldg Area (SP) | E-00001790 | CABINET, FILE, 4-DRAWER, TAN, HON (2) OFFICE43 | SIT-0011 | Installed | HON
Municipal Wastewater Treatment Plant | Buildings & Grounds Process | Personnel Bldg Area (SP) | E-00001769 | CABINET, FILE, 4-DRAWER, TAN, HON OFFICE22 | SIT-0011 | Installed | HON
Municipal Wastewater Treatment Plant | Buildings & Grounds Process | Personnel Bldg Area (SP) | E-00001776 | CABINET, FILE, 4-DRAWER, TAN, HON OFFICE29 | SIT-0011 | Installed
Municipal Wastewater Treatment Plant | Buildings & Grounds Process | Personnel Bldg Area (SP) | E-00001823 | CABINET, FILE, 4-DRAWER, TAN, HON OFFICE76 | SIT-0011 | Installed | HON
Municipal Wastewater Treatment Plant | Buildings & Grounds Process | Personnel Bldg Area (SP) | E-00000556 | CABINET, SANDBLASTER, STATIONARY 02710-SB-SANDBLASTER1 | SIT-0011 | Installed
Municipal Wastewater Treatment Plant | Buildings & Grounds Process | Personnel Bldg Area (SP) | E-00001835 | CABINET, STORAGE, TENNSCO OFFICE88 | SIT-0011 | Installed | TENNSCO
Municipal Wastewater Treatment Plant | Buildings & Grounds Process | Personnel Bldg Area (SP) | E-00001762 | CABINET, TENNSCO OFFICE15 | SIT-0011 | Installed | TENNSCO
Municipal Wastewater Treatment Plant | Buildings & Grounds Process | Personnel Bldg Area (SP) | E-00001806 | CHAIR, LUNCH ROOM, BLACK (7) OFFICE59 | SIT-0011 | Installed
Municipal Wastewater Treatment Plant | Buildings & Grounds Process | Personnel Bldg Area (SP) | E-00001798 | CHAIR, OFFICE OFFICE51 | SIT-0011 | Installed
Municipal Wastewater Treatment Plant | Buildings & Grounds Process | Personnel Bldg Area (SP) | E-00001826 | CHAIR, OFFICE OFFICE79 | SIT-0011 | Installed
Municipal Wastewater Treatment Plant | Buildings & Grounds Process | Personnel Bldg Area (SP) | E-00001830 | CHAIR, OFFICE OFFICE83 | SIT-0011 | Installed
Municipal Wastewater Treatment Plant | Buildings & Grounds Process | Personnel Bldg Area (SP) | E-00001834 | CHAIR, OFFICE OFFICE87 | SIT-0011 | Installed
Municipal Wastewater Treatment Plant | Buildings & Grounds Process | Personnel Bldg Area (SP) | E-00001751 | CHAIR, OFFICE, PEGGYS OFFICE4 | SIT-0011 | Installed
Municipal Wastewater Treatment Plant | Buildings & Grounds Process | Personnel Bldg Area (SP) | E-00001788 | CHAIR, OFFICE, RICH'S OFFICE41 | SIT-0011 | Installed
Municipal Wastewater Treatment Plant | Buildings & Grounds Process | Personnel Bldg Area (SP) | E-00001755 | CHAIRS, GRAY, CONFERENCE ROOM (3) OFFICE8 | SIT-0011 | Installed
Municipal Wastewater Treatment Plant | Buildings & Grounds Process | Personnel Bldg Area (SP) | E-00001754 | CHAIRS, ROLLING, CONFERENCE ROOM (12) OFFICE7 | SIT-0011 | Installed
Municipal Wastewater Treatment Plant | Buildings & Grounds Process | Personnel Bldg Area (SP) | E-00000549 | COMPRESSOR, 5 HP, MAINTENANCE GARAGE 02610-SHOP-COMP1 | SIT-0011 | Installed | SPEEDAIRE | 5Z628B | L7/22/97-01015
Municipal Wastewater Treatment Plant | Buildings & Grounds Process | Personnel Bldg Area (SP) | E-00000547 | CRANE, 1-TON, GANTRY/ELEC, ALUM 02720-CRANE-GANTRY | SIT-0011 | Installed
Municipal Wastewater Treatment Plant | Buildings & Grounds Process | Personnel Bldg Area (SP) | E-00001828 | DESK, 5-DRAWER OFFICE81 | SIT-0011 | Installed
Municipal Wastewater Treatment Plant | Buildings & Grounds Process | Personnel Bldg Area (SP) | E-00001833 | DESK, 5-DRAWER OFFICE86 | SIT-0011 | Installed
Municipal Wastewater Treatment Plant | Buildings & Grounds Process | Personnel Bldg Area (SP) | E-00001822 | DESK, WOOD, 2'X5' OFFICE75 | SIT-0011 | Installed
Municipal Wastewater Treatment Plant | Buildings & Grounds Process | Personnel Bldg Area (SP) | E-00001791 | DESK, WOODEN 2'X4' (2) OFFICE44 | SIT-0011 | Installed
Municipal Wastewater Treatment Plant | Buildings & Grounds Process | Personnel Bldg Area (SP) | E-00001799 | DESK, WOODEN 2'X4' (2) OFFICE52 | SIT-0011 | Installed
Municipal Wastewater Treatment Plant | Buildings & Grounds Process | Personnel Bldg Area (SP) | E-00001779 | DESK, WOODEN 2'X5' (2) OFFICE32 | SIT-0011 | Installed
Municipal Wastewater Treatment Plant | Buildings & Grounds Process | Personnel Bldg Area (SP) | E-00001757 | DESK, WOODEN 3'X4' OFFICE10 | SIT-0011 | Installed
Municipal Wastewater Treatment Plant | Buildings & Grounds Process | Personnel Bldg Area (SP) | E-00000554 | DOOR 1, ROLL-UP, PERSONNEL BUILDING 02613-RUD1 | SIT-0011 | Installed
Municipal Wastewater Treatment Plant | Buildings & Grounds Process | Personnel Bldg Area (SP) | E-00000555 | DOOR 2, ROLL-UP, PERSONNEL BUILDING 02613-RUD2 | SIT-0011 | Installed
Municipal Wastewater Treatment Plant | Buildings & Grounds Process | Personnel Bldg Area (SP) | E-00002028 | FAN, EXHAUST, GARAGE, PERSONNEL BLDG EF-10 | SIT-0011 | Installed
Municipal Wastewater Treatment Plant | Buildings & Grounds Process | Personnel Bldg Area (SP) | E-00002027 | FAN, EXHAUST, GARAGE, PERSONNEL BLDG EF-9 | SIT-0011 | Installed
Municipal Wastewater Treatment Plant | Buildings & Grounds Process | Personnel Bldg Area (SP) | E-00002023 | FAN, EXHAUST, MEN'S/LOCKER, PERSONNEL BLDG EF-3 | SIT-0011 | Installed
Municipal Wastewater Treatment Plant | Buildings & Grounds Process | Personnel Bldg Area (SP) | E-00002025 | FAN, EXHAUST, MEN'S/RESTROOM, PERSONNEL BLDG EF-5 | SIT-0011 | Installed
Municipal Wastewater Treatment Plant | Buildings & Grounds Process | Personnel Bldg Area (SP) | E-00002024 | FAN, EXHAUST, MEN'S/SHOWER, PERSONNEL BLDG EF-4 | SIT-0011 | Installed
Municipal Wastewater Treatment Plant | Buildings & Grounds Process | Personnel Bldg Area (SP) | E-00002029 | FAN, EXHAUST, STORAGE RM 207, PERSONNEL BLDG EF-1 | SIT-0011 | Installed
Municipal Wastewater Treatment Plant | Buildings & Grounds Process | Personnel Bldg Area (SP) | E-00002030 | FAN, EXHAUST, STORAGE RM 208, PERSONNEL BLDG EF-2 | SIT-0011 | Installed
Municipal Wastewater Treatment Plant | Buildings & Grounds Process | Personnel Bldg Area (SP) | E-00002026 | FAN, EXHAUST, WATER HEATER ROOM, PERSONNEL BLDG EF-8 | SIT-0011 | Installed
Municipal Wastewater Treatment Plant | Buildings & Grounds Process | Personnel Bldg Area (SP) | E-00002022 | FAN, EXHAUST, WOMEN'S RESTROOM, PERSONNEL BLDG EF-6 | SIT-0011 | Installed
Municipal Wastewater Treatment Plant | Buildings & Grounds Process | Personnel Bldg Area (SP) | E-00002021 | FAN, EXHAUST, WOMEN'S SHOWER, PERSONNEL BLDG EF-7 | SIT-0011 | Installed
Municipal Wastewater Treatment Plant | Buildings & Grounds Process | Personnel Bldg Area (SP) | E-00000552 | HVAC UNIT 1, PERSONNEL BUILDING (NORTH) 02619-ADMIN-HVAC1 | SIT-0011 | Installed
Municipal Wastewater Treatment Plant | Buildings & Grounds Process | Personnel Bldg Area (SP) | E-00000553 | HVAC UNIT 2, PERSONNEL BUILDING (SOUTH) 02619-ADMIN-HVAC2 | SIT-0011 | Installed
Municipal Wastewater Treatment Plant | Buildings & Grounds Process | Personnel Bldg Area (SP) | E-00000551 | HVAC UNIT, PERSONNEL BUILDING ( OPS ROOM) 02619-OPSRM-HVAC | SIT-0011 | Installed
Municipal Wastewater Treatment Plant | Buildings & Grounds Process | Personnel Bldg Area (SP) | E-00001967 | LIGHTING, BUILDING, ADMIN MAINT | SIT-0011 | Installed
Municipal Wastewater Treatment Plant | Buildings & Grounds Process | Personnel Bldg Area (SP) | E-00000548 | PREVENTER, FLOW, BACK OLD_MAINT_SHOP 0000.016 BACK FLOW | SIT-0011 | Installed | FEBCO |  | H11863
Municipal Wastewater Treatment Plant | Buildings & Grounds Process | Personnel Bldg Area (SP) | E-00002037 | PREVENTER, FLOW, BACK OLD_MAINT_SHOP, BACK FLOW | SIT-0011 | Installed | FEBCO |  | H11863
Municipal Wastewater Treatment Plant | Buildings & Grounds Process | Personnel Bldg Area (SP) | E-00002038 | PREVENTER, FLOW, BACK, MAINT_SHOP BACK FLOW | SIT-0011 | Installed | FEBCO |  | H11863
Municipal Wastewater Treatment Plant | Buildings & Grounds Process | Personnel Bldg Area (SP) | E-00001808 | REFRIGERATOR, ADMIRAL LTF2112ARW OFFICE61 | SIT-0011 | Installed |  | LTF2112ARW | 54372218LG
Municipal Wastewater Treatment Plant | Buildings & Grounds Process | Personnel Bldg Area (SP) | E-00001761 | REFRIGERATOR, AVANTI 440YW OFFICE14 | SIT-0011 | Installed | AVANTI | 440YW | IE77852558
Municipal Wastewater Treatment Plant | Buildings & Grounds Process | Personnel Bldg Area (SP) | E-00001767 | SHREDDER, FELLOWES SB-89CI OFFICE20 | SIT-0011 | Installed | FELLOWES | SB-89CI | 080213GA0026532
Municipal Wastewater Treatment Plant | Buildings & Grounds Process | Personnel Bldg Area (SP) | E-00001753 | TABLE, CONFERENCE OFFICE6 | SIT-0011 | Installed
Municipal Wastewater Treatment Plant | Buildings & Grounds Process | Personnel Bldg Area (SP) | E-00001768 | TABLE, FOLDING, 2'X4' OFFICE21 | SIT-0011 | Installed
Municipal Wastewater Treatment Plant | Buildings & Grounds Process | Personnel Bldg Area (SP) | E-00001820 | TABLE, FOLDING, 2'X4' OFFICE73 | SIT-0011 | Installed
Municipal Wastewater Treatment Plant | Buildings & Grounds Process | Personnel Bldg Area (SP) | E-00001778 | TABLE, FOLDING, 2'X5' OFFICE31 | SIT-0011 | Installed
Municipal Wastewater Treatment Plant | Buildings & Grounds Process | Personnel Bldg Area (SP) | E-00001766 | TABLE, FOLDING, 2'X6' OFFICE19 | SIT-0011 | Installed
Municipal Wastewater Treatment Plant | Buildings & Grounds Process | Personnel Bldg Area (SP) | E-00001805 | TABLE, LUNCH, 2'X5' (4) OFFICE58 | SIT-0011 | Installed
Municipal Wastewater Treatment Plant | Buildings & Grounds Process | Personnel Bldg Area (SP) | E-00001781 | TABLE, WOOD, ROUND, 3' OFFICE34 | SIT-0011 | Installed
Municipal Wastewater Treatment Plant | Buildings & Grounds Process | Plant Air Entrainment Structure | E-00000454 | STRUCTURE, ENTRAINMENT, PLANT AIR 01540-AE-BLDG | SIT-0011 | Installed
Municipal Wastewater Treatment Plant | Buildings & Grounds Process | Plant Effluent Distribution Structure | E-00000457 | FAN, EXHAUST, ENERGY DISSIPATION STRUCTURE 01540-EDS-EXTFAN | SIT-0011 | Installed
Municipal Wastewater Treatment Plant | Buildings & Grounds Process | Plant Effluent Distribution Structure | E-00001625 | PIPING, EFFLUENT DISTRIBUTION STRUCTURE SUMP 01540-SP-PG | SIT-0011 | Installed
Municipal Wastewater Treatment Plant | Buildings & Grounds Process | Plant Effluent Distribution Structure | E-00000455 | PUMP 1, SUMP, ENERGY DISSIPATION STRUCTURE 01540-SUMP-P431 | SIT-0011 | Installed | BARNESPUMPS | SE411HT
Municipal Wastewater Treatment Plant | Buildings & Grounds Process | Plant Effluent Distribution Structure | E-00000456 | PUMP 2, SUMP, ENERGY DISSIPATION STRUCTURE 01540-SUMP-P432 | SIT-0011 | Installed | BARNESPUMPS | SE411HT
Municipal Wastewater Treatment Plant | Buildings & Grounds Process | Plant Effluent Distribution Structure | E-00000458 | STRUCTURE, DISTRIBUTION, PLANT EFFLUENT 01540-EDS-BLDG | SIT-0011 | Installed
Municipal Wastewater Treatment Plant | Buildings & Grounds Process | Plant Effluent Distribution Structure | E-00001626 | VALVES, EFFLUENT DISTRIBUTION STRUCTURE SUMP 01540-SP-VG | SIT-0011 | Installed
Municipal Wastewater Treatment Plant | Buildings & Grounds Process | Power & Controls System | E-00002466 | PANEL, CONTROL CABINET, CP - PRESSURIZATION UNIT, ROOF | SIT-0011 | Installed
Municipal Wastewater Treatment Plant | Buildings & Grounds Process | Power & Controls System | E-00000594 | PANEL, CONTROL, LOCAL, SST SST-LCP-1 | SIT-0011 | Installed | ALLENBRADLEY | 1700P
Municipal Wastewater Treatment Plant | Buildings & Grounds Process | Power & Controls System | E-00000472 | PANEL, CONTROL, SUMP, CONTAINMENT, CAUSTIC, ORHW 00368-LCP-NaOH | SIT-0011 | Installed
Municipal Wastewater Treatment Plant | Buildings & Grounds Process | Power & Controls System | E-00000534 | PANEL, CONTROL, SUMP, CONTAINMENT, POLYMER, BULK, SP 02601-LCP-SP1 | SIT-0011 | Installed
Municipal Wastewater Treatment Plant | Buildings & Grounds Process | Power & Controls System | E-00000471 | PANEL, CONTROL, SUMP, CONTAINMENT, SODIUM HYPOCHLORITE, ORHW 00378-LCP-NaOCL | SIT-0011 | Installed
Municipal Wastewater Treatment Plant | Buildings & Grounds Process | Pri Eff Bypass Meter Vault Structure | E-00000439 | BOX, JUNCTION, BYPASS, PRIMARY EFFLUENT 00620-PEBJB-BLDG | SIT-0011 | Installed
Municipal Wastewater Treatment Plant | Buildings & Grounds Process | Pri Eff Bypass Meter Vault Structure | E-00000440 | STRUCTURE, VAULT, METER, BYPASS, PRI EFF 00620-PEBMVS-BLDG | SIT-0011 | Installed
Municipal Wastewater Treatment Plant | Buildings & Grounds Process | Primary Sedimentation Area | E-00000417 | FAN 1, EXHAUST, PRIMARY GALLERY 00604-PGEF1 | SIT-0011 | Installed | HARTZELL | P869505413008
Municipal Wastewater Treatment Plant | Buildings & Grounds Process | Primary Sedimentation Area | E-00000418 | FAN 2, EXHAUST, PRIMARY GALLERY 00605-PGEF2 | SIT-0011 | Installed | HARTZELL | P869505413008
Municipal Wastewater Treatment Plant | Buildings & Grounds Process | Primary Sedimentation Area | E-00000420 | HVAC UNIT 1, SEDIMENTATION, PRIMARY (NORTH) 00423-PST-HVAC | SIT-0011 | Installed
Municipal Wastewater Treatment Plant | Buildings & Grounds Process | Primary Sedimentation Area | E-00001619 | PIPING, PRIMARY SUMPS 00615-PSSP-PG | SIT-0011 | Installed
Municipal Wastewater Treatment Plant | Buildings & Grounds Process | Primary Sedimentation Area | E-00000419 | SEDIMENTATION, PRIMARY 00300-PST-BLDG | SIT-0011 | Installed
Municipal Wastewater Treatment Plant | Buildings & Grounds Process | Primary Sedimentation Area | E-00001620 | VALVES, PRIMARY SUMPS 00615-PSSP-VG | SIT-0011 | Installed
Municipal Wastewater Treatment Plant | Buildings & Grounds Process | Primary Sedimentation Ferric Add Area | E-00000438 | ALARM, HIGH, SUMP, CONTAINMENT, FERRIC CHLORIDE, PT 00580-HLA-FERRIC | SIT-0011 | Installed
Municipal Wastewater Treatment Plant | Buildings & Grounds Process | Primary Sedimentation Ferric Add Area | E-00000435 | AREA, FERRIC, PRIMARY SEDIMENTATION 00580-FERRIC-BLDG | SIT-0011 | Installed
Municipal Wastewater Treatment Plant | Buildings & Grounds Process | Primary Sedimentation Ferric Add Area | E-00000436 | CONTAINMENT, FERRIC CHLORIDE, PST 00580-CONTAIN | SIT-0011 | Installed
Municipal Wastewater Treatment Plant | Buildings & Grounds Process | Primary Sedimentation Ferric Add Area | E-00000437 | PANEL, CONTROL, SUMP, CONTAINMENT, FERRIC CHLORIDE, PT 00580-LCP-SUMP | SIT-0011 | Installed
Municipal Wastewater Treatment Plant | Buildings & Grounds Process | Primary Sedimentation Polymer Add Area | E-00000434 | ALARM, HIGH-LEVEL, SUMP, CONTAINMENT, POLYMER, PST 00550-HLA-POLY | SIT-0011 | Installed
Municipal Wastewater Treatment Plant | Buildings & Grounds Process | Primary Sedimentation Polymer Add Area | E-00000429 | ALARM, HIGH-LEVEL, SUMP, CONTAINMENT, POLYMER/FEC, PRIMARY 00617-HLA-POLMAS | SIT-0011 | Installed
Municipal Wastewater Treatment Plant | Buildings & Grounds Process | Primary Sedimentation Polymer Add Area | E-00000433 | AREA, POLYMER, PRIMARY SEDIMENTATION 00550-POLY-BLDG | SIT-0011 | Installed
Municipal Wastewater Treatment Plant | Buildings & Grounds Process | Primary Sedimentation Polymer Add Area | E-00000432 | CONTAINMENT, POLYMER, PRIMARY SEDIMENTATION 00550-CONTAIN | SIT-0011 | Installed
Municipal Wastewater Treatment Plant | Buildings & Grounds Process | Primary Sedimentation Polymer Add Area | E-00000430 | PANEL, CONTROL, PUMP, SUMP, PRIMARY POLY/FEC MIX 00617-LCP-POLMAS | SIT-0011 | Installed
Municipal Wastewater Treatment Plant | Buildings & Grounds Process | Primary Sedimentation Polymer Add Area | E-00001623 | PIPING, PRI SED POLYMER ADDITION AREA SUMP 00617-SP-PG | SIT-0011 | Installed
Municipal Wastewater Treatment Plant | Buildings & Grounds Process | Primary Sedimentation Polymer Add Area | E-00000428 | PUMP, SUMP, BULK POLYMER, PRIMARY 00617-BPSP | SIT-0011 | Installed | BARNESPUMPS | 3SE1544DS
Municipal Wastewater Treatment Plant | Buildings & Grounds Process | Primary Sedimentation Polymer Add Area | E-00000431 | PUMP, SUMP, MIXING AREA, PRIMARY POLYMER/FERRIC 00617-POLMAS | SIT-0011 | Installed | BARNESPUMPS | 3SE1544DS
Municipal Wastewater Treatment Plant | Buildings & Grounds Process | Primary Sedimentation Polymer Add Area | E-00001624 | VALVES, PRI SED POLYMER ADDITION AREA SUMP 00617-SP-VG | SIT-0011 | Installed
Municipal Wastewater Treatment Plant | Buildings & Grounds Process | PST Skimmings Pump Station Area | E-00000427 | PUMP STATION AREA, SKIMMINGS, PST 00418-SKIM-BLDG | SIT-0011 | Installed
Municipal Wastewater Treatment Plant | Buildings & Grounds Process | Secondary Sedimentation Area | E-00002462 | CONTACTOR, LIGHTING CONTACTOR, 6-TRUCKERS DRIVEWAY | SIT-0011 | Installed
Municipal Wastewater Treatment Plant | Buildings & Grounds Process | Secondary Sedimentation Area | E-00000596 | LIGHTING, BUILDING, CONTROL, SST LG-11 | SIT-0011 | Installed
Municipal Wastewater Treatment Plant | Buildings & Grounds Process | Secondary Sedimentation Area | E-00000595 | LIGHTING, SST AREA LG-09 | SIT-0011 | Installed
Municipal Wastewater Treatment Plant | Buildings & Grounds Process | Secondary Sedimentation Area | E-00000597 | LIGHTING, TUNNEL, SST LG-10 | SIT-0011 | Installed
Municipal Wastewater Treatment Plant | Buildings & Grounds Process | Sludge Truck Loading Area | E-00000528 | BUILDING, LOADING, TRUCK, SLUDGE 02800-TRUCK-BLDG | SIT-0011 | Installed
Municipal Wastewater Treatment Plant | Buildings & Grounds Process | Sludge Truck Loading Area | E-00000524 | FAN 4, SUPPLY, AIR, TRUCK LOADING BUILDING, ORSP 03761-SF4 | SIT-0011 | Installed | HARTZELL | 58-28FWK3
Municipal Wastewater Treatment Plant | Buildings & Grounds Process | Sludge Truck Loading Area | E-00000525 | FAN 5, SUPPLY, AIR, TRUCK LOADING BUILDING, ORSP 03762-SF5 | SIT-0011 | Installed | HARTZELL | 58-28FWK3
Municipal Wastewater Treatment Plant | Buildings & Grounds Process | Solids Processing Area | E-00000516 | FAN 4, EXHAUST, EMERGENCY, BELT PRESS (BFP) 02631-EF4 | SIT-0011 | Installed | HARTZELL | 59-28M64
Municipal Wastewater Treatment Plant | Buildings & Grounds Process | Solids Processing Area | E-00000517 | FAN 5, EXHAUST, EMERGENCY, BELT PRESS (BFP) 02631-EF5 | SIT-0011 | Installed | HARTZELL | 59-28M64
Municipal Wastewater Treatment Plant | Buildings & Grounds Process | Solids Processing Area | E-00000518 | FAN 6, EXHAUST, EMERGENCY, BELT PRESS (BFP) 02631-EF6 | SIT-0011 | Installed | HARTZELL | 59-28M64
Municipal Wastewater Treatment Plant | Buildings & Grounds Process | Solids Processing Area | E-00000519 | FAN 7, EXHAUST, EMERGENCY, BELT PRESS (BFP) 02631-EF7 | SIT-0011 | Installed | HARTZELL | 59-28M64
Municipal Wastewater Treatment Plant | Buildings & Grounds Process | Solids Processing Area | E-00000521 | HOIST, 1-TON, YALE 02600-SP-HOIST | SIT-0011 | Installed | YALEHOIST
Municipal Wastewater Treatment Plant | Buildings & Grounds Process | Solids Processing Area | E-00000522 | HVAC UNIT 1, SOLIDS PROCESSING (WEST) 02614-SP-HVAC1 | SIT-0011 | Installed
Municipal Wastewater Treatment Plant | Buildings & Grounds Process | Solids Processing Area | E-00000523 | HVAC UNIT 2, SOLIDS PROCESSING (EAST) 02614-SP-HVAC2 | SIT-0011 | Installed
Municipal Wastewater Treatment Plant | Buildings & Grounds Process | Solids Processing Area | E-00000515 | PREVENTER, FLOW, BACK SLUDGE DEWATER 0000.011 BACK FLOW | SIT-0011 | Installed | FEBCO |  | A001745
Municipal Wastewater Treatment Plant | Buildings & Grounds Process | Solids Processing Area | E-00000514 | PREVENTER, FLOW, BACK SLUDGE_DEWATER 0000.004 BACKFLOW | SIT-0011 | Installed | FEBCO |  | A001742
Municipal Wastewater Treatment Plant | Buildings & Grounds Process | Solids Processing Area | E-00000520 | PROCESSING, SOLIDS 02600-SP-BLDG | SIT-0011 | Installed
Municipal Wastewater Treatment Plant | Buildings & Grounds Process | SP Polymer Makeup Area | E-00000535 | ALARM, HIGH-LEVEL, SUMP, CONTAINMENT, POLYMER, BULK, SP 02601-HLA-SP1 | SIT-0011 | Installed
Municipal Wastewater Treatment Plant | Buildings & Grounds Process | SP Polymer Makeup Area | E-00000536 | CONTAINMENT, STORAGE, POLYMER, BULK, SP 02601-CONTAIN | SIT-0011 | Installed
Municipal Wastewater Treatment Plant | Buildings & Grounds Process | SP Polymer Makeup Area | E-00000537 | MAKEUP, POLYMER, SP 02600-SP_POLY-BLDG | SIT-0011 | Installed
Municipal Wastewater Treatment Plant | Buildings & Grounds Process | USS Odor Reduction Bldg | E-00000501 | ALARM, HIGH-LEVEL, SUMP 5, CONTAINMENT, CAUSTIC, ORUSS 02268-HLA-ORSP5 | SIT-0011 | Installed
Municipal Wastewater Treatment Plant | Buildings & Grounds Process | USS Odor Reduction Bldg | E-00000505 | ALARM, HIGH-LEVEL, SUMP 6, CONTAINMENT, SODIUM HYPOCHLORITE, ORUSS 02278-HLA-ORS | SIT-0011 | Installed
Municipal Wastewater Treatment Plant | Buildings & Grounds Process | USS Odor Reduction Bldg | E-00000506 | CONTAINMENT, SODIUM HYPOCHLORITE, ORUSS 02278-CONTAIN | SIT-0011 | Installed
Municipal Wastewater Treatment Plant | Buildings & Grounds Process | USS Odor Reduction Bldg | E-00000507 | Flowmeter, 0-350GPM, FIT-ORSC3 Recirc Flow, ODOR REDUCTION, USS BUILDING 02250-O | SIT-0011 | Installed | ROSEMOUNT | 8732CR03N0M4 | 0860166180
Municipal Wastewater Treatment Plant | Buildings & Grounds Process | USS Odor Reduction Bldg | E-00000503 | PANEL, CONTROL, SUMP 5, CONTAINMENT, CAUSTIC, ORUSS 02270-LCP-NaOH | SIT-0011 | Installed
Municipal Wastewater Treatment Plant | Buildings & Grounds Process | USS Odor Reduction Bldg | E-00000502 | PANEL, CONTROL, SUMP 6, CONTAINMENT, SODIUM HYPOCHLORITE, ORUSS 02278-LCP-NaOCL | SIT-0011 | Installed
Municipal Wastewater Treatment Plant | Buildings & Grounds Process | USS Odor Reduction Bldg | E-00001635 | PIPING, USS ODOR CONTROL AREA SUMP 02250-ORUSS-SP-PG | SIT-0011 | Installed
Municipal Wastewater Treatment Plant | Buildings & Grounds Process | USS Odor Reduction Bldg | E-00000499 | PREVENTER, FLOW, BACK ORUSS 0000.003 BACKFLOW | SIT-0011 | Installed | FEBCO |  | A043847
Municipal Wastewater Treatment Plant | Buildings & Grounds Process | USS Odor Reduction Bldg | E-00000500 | PUMP 5, SUMP, CONTAINMENT, CAUSTIC, ORUSS 02270-ORSP5 | SIT-0011 | Installed | BARNESPUMPS | 3SE1544DS
Municipal Wastewater Treatment Plant | Buildings & Grounds Process | USS Odor Reduction Bldg | E-00000504 | PUMP 6, SUMP, CONTAINMENT, SODIUM HYPOCHLORITE, ORUSS 02278-ORSP6 | SIT-0011 | Installed | BARNESPUMPS | 3SE1544DS
Municipal Wastewater Treatment Plant | Buildings & Grounds Process | USS Odor Reduction Bldg | E-00001636 | VALVES, USS ODOR CONTROL AREA SUMP 02250-ORUSS-SP-VG | SIT-0011 | Installed
Municipal Wastewater Treatment Plant | Buildings & Grounds Process | USST Area | E-00000531 | AREA, USST 02200-USST-BLDG | SIT-0011 | Installed
Municipal Wastewater Treatment Plant | Buildings & Grounds Process | USST Area | E-00000530 | DETECTOR, GAS, COMBUSTIBLE, TANK, USS 02215-CG-USST | SIT-0011 | Installed
Municipal Wastewater Treatment Plant | Buildings & Grounds Process | USST Area | E-00000529 | LIGHTING, TUNNEL SST-LG-T | SIT-0011 | Installed
Municipal Wastewater Treatment Plant | Buildings & Grounds Process | USST Area | E-00000532 | LIGHTING, USST AREA LG-01 | SIT-0011 | Installed
Municipal Wastewater Treatment Plant | Buildings & Grounds Process | WAS Thickening Building | E-00001503 | LIGHTING, BUILDING, CONTROL, DAF LG-04 | SIT-0011 | Installed
Municipal Wastewater Treatment Plant | Buildings & Grounds Process | WAS Thickening Building | E-00000610 | LIGHTING, DAF AREA LG-02 | SIT-0011 | Installed
Municipal Wastewater Treatment Plant | Buildings & Grounds Process | WAS Thickening Building | E-00000600 | LIGHTING, POLYMER AREA, DAF LG-03 | SIT-0011 | Installed
Municipal Wastewater Treatment Plant | Buildings & Grounds Process | WAS Thickening Building | E-00001504 | STRUCTURE, CONTROL, DAF DAF-BLGD | SIT-0011 | Installed
Municipal Wastewater Treatment Plant | Cake Sludge | Belt Filter Press Conveyance System | E-00001480 | CONVEYOR 1A, BELT PRESS (BFP) 02715-BFPC1A | SIT-0011 | Installed | TAUNTONENG | 4684 | BFPC1A
Municipal Wastewater Treatment Plant | Cake Sludge | Belt Filter Press Conveyance System | E-00001481 | CONVEYOR 1B, BELT PRESS (BFP) 02715-BFPC1B | SIT-0011 | Installed | TAUNTONENG | 4684 | BFPC1B
Municipal Wastewater Treatment Plant | Cake Sludge | Belt Filter Press Conveyance System | E-00001482 | CONVEYOR 2A, BELT PRESS (BFP) 02716-BFPC2A | SIT-0011 | Installed | TAUNTONENG | 4684 | BFPC2A
Municipal Wastewater Treatment Plant | Cake Sludge | Belt Filter Press Conveyance System | E-00001483 | CONVEYOR 2B, BELT PRESS (BFP) 02716-BFPC2B | SIT-0011 | Installed | TAUNTONENG | 4684 | BFPC2B
Municipal Wastewater Treatment Plant | Cake Sludge | Belt Filter Press Conveyance System | E-00001484 | DRIVE, SPEED, ADJUSTABLE, CONVEYOR 1A/B, BELT PRESS (BFP) 02715-ASD-BFPC1A-B | SIT-0011 | Installed | CUTLERHAMMER | AF95
Municipal Wastewater Treatment Plant | Cake Sludge | Belt Filter Press Conveyance System | E-00001485 | DRIVE, SPEED, ADJUSTABLE, CONVEYOR 2A/B, BELT PRESS (BFP) 02716-ASD-BFPC2A-B | SIT-0011 | Installed | CUTLERHAMMER | AF95
Municipal Wastewater Treatment Plant | Cake Sludge | Belt Filter Press Pumping System | E-00001456 | GRINDER 1, SLUDGE, BELT PRESS (BFP) 02625-SG1 | SIT-0011 | Installed | FRANKLINMILLER | TM8516-06 | 4844-B
Municipal Wastewater Treatment Plant | Cake Sludge | Belt Filter Press Pumping System | E-00001924 | METER, FLOW, FEED, 4" SLUDGE, TO BELT PRESS 1 (BFP1) 02655-FLOW-BFP1 | SIT-0011 | Installed | KROHNE | IFC 100 | C18501385
Municipal Wastewater Treatment Plant | Cake Sludge | Belt Filter Press Pumping System | E-00001449 | METER, FLOW, FEED, 4" SLUDGE, TO BELT PRESS 2 (BFP2) 02656-FLOW-BFP2 | SIT-0011 | Installed | FISHERPORTER | SERIES 3000 10DX3111
Municipal Wastewater Treatment Plant | Cake Sludge | Belt Filter Press Pumping System | E-00001925 | METER, FLOW, FEED, 4" SLUDGE, TO BELT PRESS 3 (BFP3) 02657-FLOW-BFP3 | SIT-0011 | Installed | KROHNE | IFC 100 | C16503421
Municipal Wastewater Treatment Plant | Cake Sludge | Belt Filter Press Pumping System | E-00001451 | METER, FLOW, FEED, 4" SLUDGE, TO BELT PRESS 4 (BFP4) 02658-FLOW-BFP4 | SIT-0011 | Installed | FISHERPORTER | SERIES 3000 10DX3111
Municipal Wastewater Treatment Plant | Cake Sludge | Belt Filter Press Pumping System | E-00001695 | PIPING, FEED, SLUDGE, BELT PRESS (BFP) 02635-PG | SIT-0011 | Installed
Municipal Wastewater Treatment Plant | Cake Sludge | Belt Filter Press Pumping System | E-00001444 | PUMP 1, FEED, SLUDGE, DISCFLO, BELT PRESS (BFP) 02635-DISC-SFP1 | SIT-0011 | Installed | DISCFLO | 2000 SERIES IF036G1 SSQ DBB | 4759
Municipal Wastewater Treatment Plant | Cake Sludge | Belt Filter Press Pumping System | E-00001445 | PUMP 2, FEED, SLUDGE, DISCFLO, BELT PRESS (BFP) 02636-DISC-SFP2 | SIT-0011 | Installed | DISCFLO | 2000 SERIES IF036G1 SSQ DBB | 4758
Municipal Wastewater Treatment Plant | Cake Sludge | Belt Filter Press Pumping System | E-00001446 | PUMP 3, FEED, SLUDGE, DISCFLO, BELT PRESS (BFP) 02637-DISC-SFP3 | SIT-0011 | Installed | DISCFLO | 2000 SERIES IF036G1 SSQ DBB | 4760
Municipal Wastewater Treatment Plant | Cake Sludge | Belt Filter Press Pumping System | E-00001447 | PUMP 4, FEED, SLUDGE, DISCFLO, BELT PRESS (BFP) 02638-DISC-SFP4 | SIT-0011 | Installed | DISCFLO | 2000 SERIES IF036G1 SSQ DBB | 4761
Municipal Wastewater Treatment Plant | Cake Sludge | Belt Filter Press Pumping System | E-00001696 | VALVES, FEED, SLUDGE, BELT PRESS (BFP) 02635-VG | SIT-0011 | Installed
Municipal Wastewater Treatment Plant | Cake Sludge | Belt Filter Press System | E-00001436 | MIXER 1, STATIC, POLYMER, BELT PRESS (BFP) 02711-SM1 | SIT-0011 | Installed | BAILYFISHER |  | 94W014869
Municipal Wastewater Treatment Plant | Cake Sludge | Belt Filter Press System | E-00001437 | MIXER 2, STATIC, POLYMER, BELT PRESS (BFP) 02711-SM2 | SIT-0011 | Installed | BAILYFISHER |  | 96W014870
Municipal Wastewater Treatment Plant | Cake Sludge | Belt Filter Press System | E-00001438 | MIXER 3, STATIC, POLYMER, BELT PRESS (BFP) 02711-SM3 | SIT-0011 | Installed | BAILYFISHER |  | 96W014873
Municipal Wastewater Treatment Plant | Cake Sludge | Belt Filter Press System | E-00001439 | MIXER 4, STATIC, POLYMER, BELT PRESS (BFP) 02711-SM4 | SIT-0011 | Installed |  |  | 07W033274
Municipal Wastewater Treatment Plant | Cake Sludge | Belt Filter Press System | E-00001432 | POWER UNIT 1, HYDRAULIC, BELT PRESS (BFP) 02705-HU1 | SIT-0011 | Installed | DELTAPOWER | C6 | 0620088
Municipal Wastewater Treatment Plant | Cake Sludge | Belt Filter Press System | E-00001433 | POWER UNIT 2, HYDRAULIC, BELT PRESS (BFP) 02705-HU2 | SIT-0011 | Installed | DELTAPOWER | C6 | 0620199
Municipal Wastewater Treatment Plant | Cake Sludge | Belt Filter Press System | E-00001434 | POWER UNIT 3, HYDRAULIC, BELT PRESS (BFP) 02705-HU3 | SIT-0011 | Installed | DELTAPOWER | C6 | n/a
Municipal Wastewater Treatment Plant | Cake Sludge | Belt Filter Press System | E-00001435 | POWER UNIT 4, HYDRAULIC, BELT PRESS (BFP) 02705-HU4 | SIT-0011 | Installed | DELTAPOWER | C6 | n/a
Municipal Wastewater Treatment Plant | Cake Sludge | Belt Filter Press System | E-00001420 | PRESS 1, BELT PRESS (BFP) 02695-BFP1 | SIT-0011 | Installed | ASHBROOK | WINKLEPRESS 2.2M | WP000540-1741
Municipal Wastewater Treatment Plant | Cake Sludge | Belt Filter Press System | E-00001423 | PRESS 2, BELT PRESS (BFP) 02696-BFP2 | SIT-0011 | Installed | ASHBROOK | WINKLEPRESS 2.2M | WP000540-1740
Municipal Wastewater Treatment Plant | Cake Sludge | Belt Filter Press System | E-00001426 | PRESS 3, BELT PRESS (BFP) 02697-BFP3 | SIT-0011 | Installed | ASHBROOK | WINKLEPRESS 2.2M | WP000540-1739
Municipal Wastewater Treatment Plant | Cake Sludge | Belt Filter Press System | E-00001429 | PRESS 4, BELT PRESS (BFP) 02698-BFP4 | SIT-0011 | Installed | ASHBROOK | WINKLEPRESS 2.2M | WP000540-1738
Municipal Wastewater Treatment Plant | Cake Sludge | Cake Sludge Power & Controls System | E-00002453 | BREAKER, SFP1, 8-SLUDGE FEED PUMP/DRIVE GALLERY | SIT-0011 | Installed | EATON
Municipal Wastewater Treatment Plant | Cake Sludge | Cake Sludge Power & Controls System | E-00002454 | BREAKER, SFP2, 8-SLUDGE FEED PUMP/DRIVE GALLERY | SIT-0011 | Installed | EATON
Municipal Wastewater Treatment Plant | Cake Sludge | Cake Sludge Power & Controls System | E-00002455 | BREAKER, SFP3, 8-SLUDGE FEED PUMP/DRIVE GALLERY | SIT-0011 | Installed | EATON
Municipal Wastewater Treatment Plant | Cake Sludge | Cake Sludge Power & Controls System | E-00002456 | BREAKER, SFP4, 8-SLUDGE FEED PUMP/DRIVE GALLERY | SIT-0011 | Installed | EATON
Municipal Wastewater Treatment Plant | Cake Sludge | Cake Sludge Power & Controls System | E-00002187 | MCC, BUCKET, BFP1 | SIT-0011 | Installed
Municipal Wastewater Treatment Plant | Cake Sludge | Cake Sludge Power & Controls System | E-00002188 | MCC, BUCKET, BFP2 | SIT-0011 | Installed
Municipal Wastewater Treatment Plant | Cake Sludge | Cake Sludge Power & Controls System | E-00002189 | MCC, BUCKET, BFP3 | SIT-0011 | Installed
Municipal Wastewater Treatment Plant | Cake Sludge | Cake Sludge Power & Controls System | E-00002190 | MCC, BUCKET, BFP4 | SIT-0011 | Installed
Municipal Wastewater Treatment Plant | Cake Sludge | Cake Sludge Power & Controls System | E-00002191 | MCC, BUCKET, BFPC1A -BFPC1B / TLC1 | SIT-0011 | Installed
Municipal Wastewater Treatment Plant | Cake Sludge | Cake Sludge Power & Controls System | E-00002192 | MCC, BUCKET, BFPC2A -BFPC2B / TLC2 | SIT-0011 | Installed
Municipal Wastewater Treatment Plant | Cake Sludge | Cake Sludge Power & Controls System | E-00002468 | PANEL, CONTROL CABINET, LCP - BFP1, UPPER LEVEL | SIT-0011 | Installed
Municipal Wastewater Treatment Plant | Cake Sludge | Cake Sludge Power & Controls System | E-00002469 | PANEL, CONTROL CABINET, LCP - BFP3, UPPER LEVEL | SIT-0011 | Installed
Municipal Wastewater Treatment Plant | Cake Sludge | Cake Sludge Power & Controls System | E-00002472 | PANEL, CONTROL CABINET, LCP-BFP2, UPPER LEVEL | SIT-0011 | Installed
Municipal Wastewater Treatment Plant | Cake Sludge | Cake Sludge Power & Controls System | E-00002473 | PANEL, CONTROL CABINET, LCP-BFP4, UPPER LEVEL | SIT-0011 | Installed
Municipal Wastewater Treatment Plant | Cake Sludge | Cake Sludge Power & Controls System | E-00002475 | PANEL, CONTROL CABINET, LCP-LS2, UPPER LEVEL | SIT-0011 | Installed
Municipal Wastewater Treatment Plant | Cake Sludge | Cake Sludge Power & Controls System | E-00002476 | PANEL, CONTROL CABINET, LCP-LS2.1, UPPER LEVEL | SIT-0011 | Installed
Municipal Wastewater Treatment Plant | Cake Sludge | Cake Sludge Power & Controls System | E-00002477 | PANEL, CONTROL CABINET, PRESS UNIT, ROOFS | SIT-0011 | Installed
Municipal Wastewater Treatment Plant | Cake Sludge | Cake Sludge Power & Controls System | E-00001440 | PANEL, CONTROL, BELT FILTER PRESS 1, BFP 02695-LCP-BFP1 | SIT-0011 | Installed
Municipal Wastewater Treatment Plant | Cake Sludge | Cake Sludge Power & Controls System | E-00001441 | PANEL, CONTROL, BELT FILTER PRESS 2, BFP 02696-LCP-BFP2 | SIT-0011 | Installed
Municipal Wastewater Treatment Plant | Cake Sludge | Cake Sludge Power & Controls System | E-00001442 | PANEL, CONTROL, BELT FILTER PRESS 3, BFP 02697-LCP-BFP3 | SIT-0011 | Installed
Municipal Wastewater Treatment Plant | Cake Sludge | Cake Sludge Power & Controls System | E-00001443 | PANEL, CONTROL, BELT FILTER PRESS 4, BFP 02698-LCP-BFP4 | SIT-0011 | Installed
Municipal Wastewater Treatment Plant | Cake Sludge | Cake Sludge Power & Controls System | E-00001452 | PANEL, CONTROL, POWERFLEX 70, SFP 1, BELT PRESS (BFP) 02635-AFD-PF70-SFP1 | SIT-0011 | Installed | EATON
Municipal Wastewater Treatment Plant | Cake Sludge | Cake Sludge Power & Controls System | E-00001453 | PANEL, CONTROL, POWERFLEX 70, SFP 2, BELT PRESS (BFP) 02636-AFD-PF70-SFP2 | SIT-0011 | Installed | EATON
Municipal Wastewater Treatment Plant | Cake Sludge | Cake Sludge Power & Controls System | E-00001454 | PANEL, CONTROL, POWERFLEX 70, SFP 3, BELT PRESS (BFP) 02637-AFD-PF70-SFP3 | SIT-0011 | Installed | EATON
Municipal Wastewater Treatment Plant | Cake Sludge | Cake Sludge Power & Controls System | E-00001455 | PANEL, CONTROL, POWERFLEX 70, SFP 4, BELT PRESS (BFP) 02638-AFD-PF70-SFP4 | SIT-0011 | Installed | EATON
Municipal Wastewater Treatment Plant | Cake Sludge | Cake Sludge Power & Controls System | E-00001457 | PANEL, CONTROL, SLUDGE GRINDER 1, BELT PRESS (BFP) 02625-LCP-SG1 | SIT-0011 | Installed
Municipal Wastewater Treatment Plant | Cake Sludge | Cake Sludge Power & Controls System | E-00002490 | PANEL, DISCONNECT NONFUSED, BFPC1B, CONVEYORS/PUG MILL | SIT-0011 | Installed
Municipal Wastewater Treatment Plant | Cake Sludge | Cake Sludge Power & Controls System | E-00002491 | PANEL, DISCONNECT NONFUSED, BFPC2B, CONVEYORS/PUG MILL | SIT-0011 | Installed
Municipal Wastewater Treatment Plant | Cake Sludge | Cake Sludge Power & Controls System | E-00002492 | PANEL, DISCONNECT NONFUSED, D/C - BFP1, LOWER LEVEL | SIT-0011 | Installed
Municipal Wastewater Treatment Plant | Cake Sludge | Cake Sludge Power & Controls System | E-00002493 | PANEL, DISCONNECT NONFUSED, D/C - BFP2, LOWER LEVEL | SIT-0011 | Installed
Municipal Wastewater Treatment Plant | Cake Sludge | Cake Sludge Power & Controls System | E-00002494 | PANEL, DISCONNECT NONFUSED, D/C - BFP3, LOWER LEVEL | SIT-0011 | Installed
Municipal Wastewater Treatment Plant | Cake Sludge | Cake Sludge Power & Controls System | E-00002495 | PANEL, DISCONNECT NONFUSED, D/C - BFP4, LOWER LEVEL | SIT-0011 | Installed
Municipal Wastewater Treatment Plant | Cake Sludge | Cake Sludge Power & Controls System | E-00002496 | PANEL, DISCONNECT NONFUSED, D/C - BFPC1A, LOWER LEVEL | SIT-0011 | Installed
Municipal Wastewater Treatment Plant | Cake Sludge | Cake Sludge Power & Controls System | E-00002497 | PANEL, DISCONNECT NONFUSED, D/C - BFPC2A, LOWER LEVEL | SIT-0011 | Installed
Municipal Wastewater Treatment Plant | Cake Sludge | Cake Sludge Power & Controls System | E-00002570 | PANEL, DISCONNECT NONFUSED, D/C - JOIST, 3-UPPER LEVEL | SIT-0011 | Installed
Municipal Wastewater Treatment Plant | Cake Sludge | Cake Sludge Power & Controls System | E-00002522 | PANEL, DISCONNECT NONFUSED, D/C - SFP1, 8-SLUDGE FEED PUMP/DRIVE GALLERY | SIT-0011 | Installed | EATON
Municipal Wastewater Treatment Plant | Cake Sludge | Cake Sludge Power & Controls System | E-00002523 | PANEL, DISCONNECT NONFUSED, D/C - SFP2, 8-SLUDGE FEED PUMP/DRIVE GALLERY | SIT-0011 | Installed | EATON
Municipal Wastewater Treatment Plant | Cake Sludge | Cake Sludge Power & Controls System | E-00002524 | PANEL, DISCONNECT NONFUSED, D/C - SFP3, 8-SLUDGE FEED PUMP/DRIVE GALLERY | SIT-0011 | Installed | EATON
Municipal Wastewater Treatment Plant | Cake Sludge | Cake Sludge Power & Controls System | E-00002525 | PANEL, DISCONNECT NONFUSED, D/C - SFP4, 8-SLUDGE FEED PUMP/DRIVE GALLERY | SIT-0011 | Installed | EATON
Municipal Wastewater Treatment Plant | Cake Sludge | Cake Sludge Power & Controls System | E-00002526 | PANEL, DISCONNECT NONFUSED, D/C - SG1, 8-SLUDGE FEED PUMP/DRIVE GALLERY | SIT-0011 | Installed | EATON
Municipal Wastewater Treatment Plant | Cake Sludge | Cake Sludge Power & Controls System | E-00002574 | PANEL, DISCONNECT NONFUSED, SDCF1, 7-CONVEYORS/PUG MILL | SIT-0011 | Installed
Municipal Wastewater Treatment Plant | Cake Sludge | Cake Sludge Power & Controls System | E-00002579 | PANEL, DISCONNECT NONFUSED, SDCF2, 7-CONVEYORS/PUG MILL | SIT-0011 | Installed
Municipal Wastewater Treatment Plant | Cake Sludge | Cake Sludge Power & Controls System | E-00002575 | PANEL, DISCONNECT NONFUSED, SDCS1, 7-CONVEYORS/PUG MILL | SIT-0011 | Installed
Municipal Wastewater Treatment Plant | Cake Sludge | Cake Sludge Power & Controls System | E-00002576 | PANEL, DISCONNECT NONFUSED, SDCS2, 7-CONVEYORS/PUG MILL | SIT-0011 | Installed
Municipal Wastewater Treatment Plant | Cake Sludge | Cake Sludge Power & Controls System | E-00002577 | PANEL, DISCONNECT NONFUSED, SF4, 7-CONVEYORS/PUG MILL | SIT-0011 | Installed
Municipal Wastewater Treatment Plant | Cake Sludge | Cake Sludge Power & Controls System | E-00002578 | PANEL, DISCONNECT NONFUSED, SF5, 7-CONVEYORS/PUG MILL | SIT-0011 | Installed
Municipal Wastewater Treatment Plant | Cake Sludge | Cake Sludge Power & Controls System | E-00002580 | PANEL, DISCONNECT NONFUSED, SLM2A, 7-CONVEYORS/PUG MILL | SIT-0011 | Installed
Municipal Wastewater Treatment Plant | Cake Sludge | Cake Sludge Power & Controls System | E-00002581 | PANEL, DISCONNECT NONFUSED, SLM2B, 7-CONVEYORS/PUG MILL | SIT-0011 | Installed
Municipal Wastewater Treatment Plant | Cake Sludge | Cake Sludge Power & Controls System | E-00002582 | PANEL, DISCONNECT NONFUSED, SVF1, 7-CONVEYORS/PUG MILL | SIT-0011 | Installed
Municipal Wastewater Treatment Plant | Cake Sludge | Cake Sludge Power & Controls System | E-00002583 | PANEL, DISCONNECT NONFUSED, SVF2, 7-CONVEYORS/PUG MILL | SIT-0011 | Installed
Municipal Wastewater Treatment Plant | Cake Sludge | Cake Sludge Power & Controls System | E-00000791 | PLC 1, PRESS 1, FILTER, BELT 02695-BFP1-PLC1 | SIT-0011 | Installed | ALLENBRADLEY | PLC5
Municipal Wastewater Treatment Plant | Cake Sludge | Cake Sludge Power & Controls System | E-00000793 | PLC 1, PRESS 2, FILTER, BELT 02696-BFP2-PLC1 | SIT-0011 | Installed | ALLENBRADLEY | PLC5
Municipal Wastewater Treatment Plant | Cake Sludge | Cake Sludge Power & Controls System | E-00000795 | PLC 1, PRESS 3, FILTER, BELT 02697-BFP3-PLC1 | SIT-0011 | Installed | ALLENBRADLEY | SLC500
Municipal Wastewater Treatment Plant | Cake Sludge | Cake Sludge Power & Controls System | E-00000797 | PLC 1, PRESS 4, FILTER, BELT 02698-BFP4-PLC1 | SIT-0011 | Installed | ALLENBRADLEY | SLC500
Municipal Wastewater Treatment Plant | Cake Sludge | Cake Sludge Power & Controls System | E-00000792 | PLC 2, PRESS 1, FILTER, BELT 02695-BFP1-PLC2 | SIT-0011 | Installed | ALLENBRADLEY
Municipal Wastewater Treatment Plant | Cake Sludge | Cake Sludge Power & Controls System | E-00000794 | PLC 2, PRESS 2, FILTER, BELT 02696-BFP2-PLC2 | SIT-0011 | Installed | ALLENBRADLEY
Municipal Wastewater Treatment Plant | Cake Sludge | Cake Sludge Power & Controls System | E-00000796 | PLC 2, PRESS 3, FILTER, BELT 02697-BFP3-PLC2 | SIT-0011 | Installed | ALLENBRADLEY | SLC500
Municipal Wastewater Treatment Plant | Cake Sludge | Cake Sludge Power & Controls System | E-00000798 | PLC 2, PRESS 4, FILTER, BELT 02698-BFP4-PLC2 | SIT-0011 | Installed | ALLENBRADLEY | SLC500
Municipal Wastewater Treatment Plant | Cake Sludge | Cake Sludge Power & Controls System | E-00001737 | UPS, PANEL, CONTROL, BELT FILTER PRESS 1(BFP1) 02695-UPS | SIT-0011 | Installed
Municipal Wastewater Treatment Plant | Cake Sludge | Cake Sludge Power & Controls System | E-00001738 | UPS, PANEL, CONTROL, BELT FILTER PRESS 2 (BFP2) 02696-UPS | SIT-0011 | Installed
Municipal Wastewater Treatment Plant | Cake Sludge | Cake Sludge Power & Controls System | E-00001739 | UPS, PANEL, CONTROL, BELT FILTER PRESS 3 (BFP3) 02697-UPS | SIT-0011 | Installed
Municipal Wastewater Treatment Plant | Cake Sludge | Cake Sludge Power & Controls System | E-00001740 | UPS, PANEL, CONTROL, BELT FILTER PRESS 4 (BFP4) 02698-UPS | SIT-0011 | Installed
Municipal Wastewater Treatment Plant | Cake Sludge | Cake Sludge Power & Controls System | E-00001736 | UPS, PANEL, CONTROL, SLUDGE GRINDER 1, BELT PRESS (BFP) 02625-UPS | SIT-0011 | Installed
Municipal Wastewater Treatment Plant | Cake Sludge | Cake Sludge Power & Controls System | E-00001421 | VFD, AF95, PRESS 1A, BELT PRESS (BFP) 02695-ASD-BFP1A | SIT-0011 | Installed | CUTLERHAMMER | AF95
Municipal Wastewater Treatment Plant | Cake Sludge | Cake Sludge Power & Controls System | E-00001422 | VFD, AF95, PRESS 1B, BELT PRESS (BFP) 02695-ASD-BFP1B | SIT-0011 | Installed | CUTLERHAMMER | AF95
Municipal Wastewater Treatment Plant | Cake Sludge | Cake Sludge Power & Controls System | E-00001424 | VFD, AF95, PRESS 2A, BELT PRESS (BFP) 02696-ASD-BFP2A | SIT-0011 | Installed | CUTLERHAMMER | AF95
Municipal Wastewater Treatment Plant | Cake Sludge | Cake Sludge Power & Controls System | E-00001425 | VFD, AF95, PRESS 2B, BELT PRESS (BFP) 02696-ASD-BFP2B | SIT-0011 | Installed | CUTLERHAMMER | AF95
Municipal Wastewater Treatment Plant | Cake Sludge | Cake Sludge Power & Controls System | E-00001427 | VFD, AF95, PRESS 3A, BELT PRESS (BFP) 02697-ASD-BFP3A | SIT-0011 | Installed | CUTLERHAMMER | AF95
Municipal Wastewater Treatment Plant | Cake Sludge | Cake Sludge Power & Controls System | E-00001428 | VFD, AF95, PRESS 3B, BELT PRESS (BFP) 02697-ASD-BFP3B | SIT-0011 | Installed | CUTLERHAMMER | AF95
Municipal Wastewater Treatment Plant | Cake Sludge | Cake Sludge Power & Controls System | E-00001430 | VFD, AF95, PRESS 4A, BELT PRESS (BFP) 02698-ASD-BFP4A | SIT-0011 | Installed | CUTLERHAMMER | AF95
Municipal Wastewater Treatment Plant | Cake Sludge | Cake Sludge Power & Controls System | E-00001431 | VFD, AF95, PRESS 4B, BELT PRESS (BFP) 02698-ASD-BFP4B | SIT-0011 | Installed | CUTLERHAMMER | AF95
Municipal Wastewater Treatment Plant | Cake Sludge | Cake Sludge Power & Controls System | E-00002447 | VFD, BFP1, MISC. PANELS,ATS,TX,SWB | SIT-0011 | Installed | CUTLERHAMMER | AF95
Municipal Wastewater Treatment Plant | Cake Sludge | Cake Sludge Power & Controls System | E-00002448 | VFD, BFP2, MISC. PANELS,ATS,TX,SWB | SIT-0011 | Installed | CUTLERHAMMER | AF95
Municipal Wastewater Treatment Plant | Cake Sludge | Cake Sludge Power & Controls System | E-00002449 | VFD, BFP3, MISC. PANELS,ATS,TX,SWB | SIT-0011 | Installed | CUTLERHAMMER | AF95
Municipal Wastewater Treatment Plant | Cake Sludge | Cake Sludge Power & Controls System | E-00002450 | VFD, BFP4, MISC. PANELS,ATS,TX,SWB | SIT-0011 | Installed | CUTLERHAMMER | AF95
Municipal Wastewater Treatment Plant | Cake Sludge | Cake Sludge Power & Controls System | E-00002451 | VFD, BFPC1A & B, MISC. PANELS,ATS,TX,SWB | SIT-0011 | Installed | CUTLERHAMMER | AF95
Municipal Wastewater Treatment Plant | Cake Sludge | Cake Sludge Power & Controls System | E-00002452 | VFD, BFPC2A & B, MISC. PANELS,ATS,TX,SWB | SIT-0011 | Installed | CUTLERHAMMER | AF95
Municipal Wastewater Treatment Plant | Cake Sludge | Truck Loading System | E-00001486 | CONVEYOR 1, TRUCK LOADING 02850-TLC1 | SIT-0011 | Installed | TAUNTONENG
Municipal Wastewater Treatment Plant | Cake Sludge | Truck Loading System | E-00001489 | CONVEYOR 2, TRUCK LOADING 02851-TLC2 | SIT-0011 | Installed | TAUNTONENG
Municipal Wastewater Treatment Plant | Cake Sludge | Truck Loading System | E-00001487 | DRIVE, SPEED, ADJ, CONVEYOR 1A, TRUCK LOADING 02840-ASD-SLM1 | SIT-0011 | Installed | CUTLERHAMMER | AF95
Municipal Wastewater Treatment Plant | Cake Sludge | Truck Loading System | E-00001488 | DRIVE, SPEED, ADJ, CONVEYOR 1B, TRUCK LOADING 02850-ASD-TLC1 | SIT-0011 | Installed
Municipal Wastewater Treatment Plant | Cake Sludge | Truck Loading System | E-00001490 | DRIVE, SPEED, ADJ, CONVEYOR 2A, TRUCK LOADING 02841-ASD-SLM2 | SIT-0011 | Installed | CUTLERHAMMER | AF95
Municipal Wastewater Treatment Plant | Cake Sludge | Truck Loading System | E-00001491 | DRIVE, SPEED, ADJ, CONVEYOR 2B, TRUCK LOADING 02851-ASD-TLC2 | SIT-0011 | Installed
Municipal Wastewater Treatment Plant | Cake Sludge | Truck Loading System | E-00001492 | HVAC UNIT, AFD, CONVEYOR 2, TRUCK LOADING 02851-HVAC-TLC2 | SIT-0011 | Installed
Municipal Wastewater Treatment Plant | Cake Sludge | Truck Loading System | E-00000526 | SCALE 1, LOADING, SLUDGE 02813-SLS1 | SIT-0011 | Installed | FAIRBANKS
Municipal Wastewater Treatment Plant | Cake Sludge | Truck Loading System | E-00000527 | SCALE 2, LOADING, SLUDGE 02813-SLS2 | SIT-0011 | Installed | FAIRBANKS
Municipal Wastewater Treatment Plant | Cake Sludge | USS Mixing Pumping System | E-00002718 | PIPING, 12" FEED, SLUDGE, USST SMP-PG (TO BFP BUILDING) | SIT-0011 | Installed
Municipal Wastewater Treatment Plant | Cake Sludge | USS Mixing Pumping System | E-00001467 | PIPING, MIXING, SLUDGE, USST SMP-PG | SIT-0011 | Installed
Municipal Wastewater Treatment Plant | Cake Sludge | USS Mixing Pumping System | E-00001469 | PUMP 1A, MIXING, SLUDGE, USST 02211-SMP1A | SIT-0011 | Installed | GOULDPUMPS | 6100 | N/A
Municipal Wastewater Treatment Plant | Cake Sludge | USS Mixing Pumping System | E-00001471 | PUMP 1B, MIXING, SLUDGE, USST 02212-SMP1B | SIT-0011 | Installed | GOULDPUMPS | 6100 | N/A
Municipal Wastewater Treatment Plant | Cake Sludge | USS Mixing Pumping System | E-00001473 | PUMP 1C, MIXING, SLUDGE, USST 02213-SMP1C | SIT-0011 | Installed | GOULDPUMPS | 6100 | N/A
Municipal Wastewater Treatment Plant | Cake Sludge | USS Mixing Pumping System | E-00001475 | PUMP 2A, MIXING, SLUDGE, USST SMP-2A | SIT-0011 | Installed | WEMCOPUMP | H8K-S-H4SM 8X10 | 09DW07479-01
Municipal Wastewater Treatment Plant | Cake Sludge | USS Mixing Pumping System | E-00001476 | PUMP 2B, MIXING, SLUDGE, USST SMP-2B | SIT-0011 | Installed | WEMCOPUMP | H8K-S-H4SM 8X10 | 09DW07479-02
Municipal Wastewater Treatment Plant | Cake Sludge | USS Mixing Pumping System | E-00001477 | PUMP 2C, MIXING, SLUDGE, USST SMP-2C | SIT-0011 | Installed | WEMCOPUMP | H8K-S-H4SM 8X10 | 09DW07479-03
Municipal Wastewater Treatment Plant | Cake Sludge | USS Mixing Pumping System | E-00001468 | VALVES, MIXING, SLUDGE, USST SMP-VG | SIT-0011 | Installed
Municipal Wastewater Treatment Plant | Cake Sludge | USS Storage Tank System | E-00001479 | TANK 1, SLUDGE, UNSTABILIZED (USST) 02210-USST1 | SIT-0011 | Installed
Municipal Wastewater Treatment Plant | Cake Sludge | USS Storage Tank System | E-00001638 | TANK 2, SLUDGE, UNSTABILIZED (USST) 02210-LVL-USST2 | SIT-0011 | Installed
Municipal Wastewater Treatment Plant | Cake Sludge | USS Storage Tank System | E-00001478 | TRANSDUCER, LEVEL, TANK 1, USST 02210-LVL-USST1 | SIT-0011 | Installed
Municipal Wastewater Treatment Plant | Cake Sludge | USS Storage Tank System | E-00001637 | TRANSDUCER, LEVEL, TANK 2, USST 02210-USST2 | SIT-0011 | Installed
Municipal Wastewater Treatment Plant | Cake Sludge | Wash Water Pumping System | E-00001697 | PIPING, WASH WATER, BELT PRESS (BFP) 02707-PG | SIT-0011 | Installed
Municipal Wastewater Treatment Plant | Cake Sludge | Wash Water Pumping System | E-00001459 | PUMP 1, BOOSTER, WASH WATER, BELT PRESS (BFP) 02707-WWP1 | SIT-0011 | Installed | PEERLESSPUMP | F1815GBF | 72347
Municipal Wastewater Treatment Plant | Cake Sludge | Wash Water Pumping System | E-00001461 | PUMP 2, BOOSTER, WASH WATER, BELT PRESS (BFP) 02708-WWP2 | SIT-0011 | Installed | PEERLESSPUMP | F1815GBF | 26287
Municipal Wastewater Treatment Plant | Cake Sludge | Wash Water Pumping System | E-00001463 | PUMP 3, BOOSTER, WASH WATER, BELT PRESS (BFP) 02709-WWP3 | SIT-0011 | Installed | PEERLESSPUMP | F1815GBF | n/a
Municipal Wastewater Treatment Plant | Cake Sludge | Wash Water Pumping System | E-00002721 | PUMP 3, BOOSTER, WASH WATER, BELT PRESS (BFP) 02709-WWP3 | SIT-0011 | Installed | SUMMIT | FM1-1.5x2-8G | 232000377
Municipal Wastewater Treatment Plant | Cake Sludge | Wash Water Pumping System | E-00001465 | PUMP 4, BOOSTER, WASH WATER, BELT PRESS (BFP) 02710-WWP4 | SIT-0011 | Installed | PEERLESSPUMP | F1815GBF | 72346
Municipal Wastewater Treatment Plant | Cake Sludge | Wash Water Pumping System | E-00001698 | VALVES, WASH WATER, BELT PRESS (BFP) 02707-VG | SIT-0011 | Installed
Municipal Wastewater Treatment Plant | Chemical | DAF Polymer Feed System | E-00001519 | INDICATOR, LEVEL, TANK 1, BULK POLYMER, DAF LIT-1676 | SIT-0011 | Installed | ROSEMOUNT | Smart Family | 2431101
Municipal Wastewater Treatment Plant | Chemical | DAF Polymer Feed System | E-00001509 | MIXER 1, POLYMER, BULK, DAF DPM1 | SIT-0011 | Installed | GROVHAC | 400-1000-GE3D
Municipal Wastewater Treatment Plant | Chemical | DAF Polymer Feed System | E-00001524 | PIPING, DAF POLYMER DPFPPG | SIT-0011 | Installed
Municipal Wastewater Treatment Plant | Chemical | DAF Polymer Feed System | E-00001641 | PIPING, SUMP, STORAGE AREA, POLYMER, BULK, DAF DSP-PG | SIT-0011 | Installed
Municipal Wastewater Treatment Plant | Chemical | DAF Polymer Feed System | E-00001507 | PUMP 1, FEED, POLYMER, BULK, DAF DPFP1 | SIT-0011 | Installed | NETZSCH | NM031-01L | USB80644
Municipal Wastewater Treatment Plant | Chemical | DAF Polymer Feed System | E-00001508 | PUMP 2, FEED, POLYMER, BULK, DAF DPFP2 | SIT-0011 | Installed | NETZSCH | NM031-01L | USB80643
Municipal Wastewater Treatment Plant | Chemical | DAF Polymer Feed System | E-00001510 | PUMP, SUMP, STORAGE AREA, POLYMER, BULK, DAF DSP1 | SIT-0011 | Installed | BARNESPUMPS | 3SE1544DS
Municipal Wastewater Treatment Plant | Chemical | DAF Polymer Feed System | E-00001512 | PUMP, TRANSFER, POLYMER, BULK, DAF DPTP1 | SIT-0011 | Installed | NETZSCH | NM015-01L | USB80864
Municipal Wastewater Treatment Plant | Chemical | DAF Polymer Feed System | E-00001513 | TANK 1, MIXING, POLYMER, DAF DPMT1 | SIT-0011 | Installed | PACIFICTANK | VF FRP | 2923
Municipal Wastewater Treatment Plant | Chemical | DAF Polymer Feed System | E-00001511 | TANK 1, POLYMER, BULK, DAF DPST1 | SIT-0011 | Installed | PACIFICTANK | VCB FRP
Municipal Wastewater Treatment Plant | Chemical | DAF Polymer Feed System | E-00001518 | VALVES, DAF POLYMER DPFPVG | SIT-0011 | Installed
Municipal Wastewater Treatment Plant | Chemical | DAF Polymer Feed System | E-00001642 | VALVES, SUMP, STORAGE AREA, POLYMER, BULK, DAF DSP-VG | SIT-0011 | Installed
Municipal Wastewater Treatment Plant | Chemical | JB-1 Ferric Chloride Dosing System | E-00000639 | CONTROL, FILL, TANK, BULK STORAGE, FERRIC CHLORIDE, PT 00581-LCP-PFBT | SIT-0011 | Installed
Municipal Wastewater Treatment Plant | Chemical | JB-1 Ferric Chloride Dosing System | E-00000637 | LEVEL, TANK 1, BULK STORAGE, FERRIC CHLORIDE, PT 00587-LVL-PFBT1XX | SIT-0011 | Installed
Municipal Wastewater Treatment Plant | Chemical | JB-1 Ferric Chloride Dosing System | E-00000638 | LEVEL, TANK 2, BULK STORAGE, FERRIC CHLORIDE, PT 00582-LVL-PFBT1 | SIT-0011 | Installed
Municipal Wastewater Treatment Plant | Chemical | JB-1 Ferric Chloride Dosing System | E-00001645 | PIPING, FERRIC CHLORIDE 00588-PG | SIT-0011 | Installed
Municipal Wastewater Treatment Plant | Chemical | JB-1 Ferric Chloride Dosing System | E-00000642 | PUMP 1, ADDITION, FERRIC SKID TO JB1 00588-SKID-TO-JB1 | SIT-0011 | Installed | PULSAFEEDER | 7660-S-AE
Municipal Wastewater Treatment Plant | Chemical | JB-1 Ferric Chloride Dosing System | E-00002656 | PUMP 2, ADDITION, FERRIC SKID TO JB1 xxxxx-SKID-TO-JB1 | SIT-0011 | Installed | PULSAFEEDER | 7660-S-AE
Municipal Wastewater Treatment Plant | Chemical | JB-1 Ferric Chloride Dosing System | E-00000643 | TANK 1, BULK STORAGE, FERRIC CHLORIDE, PST 00581-PFBT1 | SIT-0011 | Installed | BELCO | FRP 14' DIA 20' HIGH
Municipal Wastewater Treatment Plant | Chemical | JB-1 Ferric Chloride Dosing System | E-00000644 | TANK 2, BULK STORAGE, FERRIC CHLORIDE, PST 00582-PFBT2 | SIT-0011 | Installed | BELCO | FRP 14' DIA 20' HIGH
Municipal Wastewater Treatment Plant | Chemical | JB-1 Ferric Chloride Dosing System | E-00000641 | VALVE 1, CONTROL, FLOW, OUTLET, FERRIC 00300-FCV8002 | SIT-0011 | Installed |  |  | 061375-1-2
Municipal Wastewater Treatment Plant | Chemical | JB-1 Ferric Chloride Dosing System | E-00001646 | VALVES, FERRIC CHLORIDE 00588-VG | SIT-0011 | Installed
Municipal Wastewater Treatment Plant | Chemical | Lime Dosing System | E-00000761 | ACTIVATOR 1, BIN 1, SILO, LIME 02804-SBA1 | SIT-0011 | Installed | METALFAB | DB-2
Municipal Wastewater Treatment Plant | Chemical | Lime Dosing System | E-00000762 | ACTIVATOR 2, BIN 2, SILO, LIME 02804-SBA2 | SIT-0011 | Installed | METALFAB | DB-2
Municipal Wastewater Treatment Plant | Chemical | Lime Dosing System | E-00000757 | COLLECTOR, DUST, SILO 1, LIME 02850-SDCE | SIT-0011 | Installed | DUSTCONTROL | UMA-250H-G5-AD-WC
Municipal Wastewater Treatment Plant | Chemical | Lime Dosing System | E-00000758 | COLLECTOR, DUST, SILO 2, LIME 02851-SDCE | SIT-0011 | Installed | DUSTCONTROL | UMA-250H-G5-AD-WC
Municipal Wastewater Treatment Plant | Chemical | Lime Dosing System | E-00000759 | FAN 1, COLLECTOR, DUST, SILO 1, LIME 02806-SDCF1 | SIT-0011 | Installed
Municipal Wastewater Treatment Plant | Chemical | Lime Dosing System | E-00000760 | FAN 1, COLLECTOR, DUST, SILO 2, LIME 02806-SDCF2 | SIT-0011 | Installed
Municipal Wastewater Treatment Plant | Chemical | Lime Dosing System | E-00000726 | FAN 1, VENTILATION, SILO 1, LIME 02809-SVF1 | SIT-0011 | Installed | HARTZELL | 02L-24-LF4
Municipal Wastewater Treatment Plant | Chemical | Lime Dosing System | E-00000727 | FAN 1, VENTILATION, SILO 2, LIME 02809-SVF2 | SIT-0011 | Installed | HARTZELL | 02L-24-LF4
Municipal Wastewater Treatment Plant | Chemical | Lime Dosing System | E-00000775 | FEEDER 1, VOLUMETERIC, LIME 02820-LVF1 | SIT-0011 | Installed | METALFAB | DB1-3
Municipal Wastewater Treatment Plant | Chemical | Lime Dosing System | E-00000776 | FEEDER 2, VOLUMETERIC, LIME 02821-LVF2 | SIT-0011 | Installed | METALFAB | DB1-3
Municipal Wastewater Treatment Plant | Chemical | Lime Dosing System | E-00000779 | GATE, KNIFE, PUGMILL 1 02840-G-SLIDE-SLMGATE1 | SIT-0011 | Installed | TAUNTONENG | 14" X 28 "
Municipal Wastewater Treatment Plant | Chemical | Lime Dosing System | E-00000780 | GATE, KNIFE, PUGMILL 2 02841-G-SLIDE-SLMGATE2 | SIT-0011 | Installed | TAUNTONENG | 14" X 28 "
Municipal Wastewater Treatment Plant | Chemical | Lime Dosing System | E-00000785 | MIXER 1, LIME, SLUDGE (PUGMILL) 02840-SLM1 | SIT-0011 | Installed | TAUNTONENG | TWIN SCREW 14" DIA | 4684-1
Municipal Wastewater Treatment Plant | Chemical | Lime Dosing System | E-00000786 | MIXER 2, LIME, SLUDGE (PUGMILL) 02841-SLM2 | SIT-0011 | Installed | TAUNTONENG | TWIN SCREW 14" DIA | 4684-2
Municipal Wastewater Treatment Plant | Chemical | Lime Dosing System | E-00000773 | SCREW 1, TRANSFER, LIME 02830-LTC1 | SIT-0011 | Installed | TAUNTONENG | 9" DIA 32 CFH
Municipal Wastewater Treatment Plant | Chemical | Lime Dosing System | E-00000774 | SCREW 2, TRANSFER, LIME 02831-LTC2 | SIT-0011 | Installed | TAUNTONENG | 9" DIA 32 CFH
Municipal Wastewater Treatment Plant | Chemical | Lime Dosing System | E-00000763 | SHAKER 1, COLLECTOR, DUST, SILO, LIME 02850-SDCS1 | SIT-0011 | Installed | DUSTCONTROL | UMA250H
Municipal Wastewater Treatment Plant | Chemical | Lime Dosing System | E-00000764 | SHAKER 2, COLLECTOR, DUST, SILO, LIME 02851-SDCS2 | SIT-0011 | Installed | DUSTCONTROL | UMA250H
Municipal Wastewater Treatment Plant | Chemical | Lime Dosing System | E-00000767 | SILO 1, STORAGE, LIME 02810-LSS1 | SIT-0011 | Installed | TAUNTONENG | 12' DIA X 54' HIGH
Municipal Wastewater Treatment Plant | Chemical | Lime Dosing System | E-00000768 | SILO 2, STORAGE, LIME 02811-LSS2 | SIT-0011 | Installed | TAUNTONENG | 12' DIA X 54' HIGH
Municipal Wastewater Treatment Plant | Chemical | Lime Dosing System | E-00000731 | SILO, STABILIZATION, LIME (SPARE SCREW) 02803-LS-SPARE | SIT-0011 | Installed
Municipal Wastewater Treatment Plant | Chemical | Lime Dosing System | E-00000782 | SYSTEM 1, STABILIZATION, LIME, SILO 1 02803-LS2 | SIT-0011 | Installed | TAUNTONENG
Municipal Wastewater Treatment Plant | Chemical | Lime Dosing System | E-00000783 | SYSTEM 1, STABILIZATION, LIME, SILO 2 02812-LS1 | SIT-0011 | Installed | TAUNTONENG
Municipal Wastewater Treatment Plant | Chemical | Lime Dosing System | E-00000781 | SYSTEM 2, STABILIZATION, LIME, SILO 1 02803-LS1 | SIT-0011 | Installed | TAUNTONENG
Municipal Wastewater Treatment Plant | Chemical | Lime Dosing System | E-00000784 | SYSTEM 2, STABILIZATION, LIME, SILO 2 02812-LS2 | SIT-0011 | Installed | TAUNTONENG
Municipal Wastewater Treatment Plant | Chemical | New Generator Fuel Tank System | E-00000633 | ANNUNCIATOR, PANEL 1, LCP, FUEL OIL SYSTEM, GENERATOR 1 04201-ANN1 | SIT-0011 | Installed
Municipal Wastewater Treatment Plant | Chemical | New Generator Fuel Tank System | E-00000634 | PANEL 1, LCP, FUEL OIL SYSTEM, GENERATOR 1 04201-LCP-GENFUEL1 | SIT-0011 | Installed | PANALARM
Municipal Wastewater Treatment Plant | Chemical | New Generator Fuel Tank System | E-00000626 | PANEL, ALARM, STORAGE, GENERATOR 1, DIESEL 04202-FCP-FOST1 | SIT-0011 | Installed
Municipal Wastewater Treatment Plant | Chemical | New Generator Fuel Tank System | E-00000627 | PANEL, ALARM, STORAGE, GENERATOR 1, DIESEL 04202-FOST1 | SIT-0011 | Installed
Municipal Wastewater Treatment Plant | Chemical | New Generator Fuel Tank System | E-00000624 | PANEL, ALARM, TANK 1, DAY, GENERATOR 1, DIESEL ENGINE 04202-FCP-DT1 | SIT-0011 | Installed | SIMPLEX |  | C-965-048
Municipal Wastewater Treatment Plant | Chemical | New Generator Fuel Tank System | E-00001643 | PIPING, FUEL, GENERATORS 04202-PG | SIT-0011 | Installed
Municipal Wastewater Treatment Plant | Chemical | New Generator Fuel Tank System | E-00000629 | PUMP 1, TRANSFER, GENERATOR 1, DIESEL 04202-FOTP1A | SIT-0011 | Installed | OBERDORFER | 992 | 992R64
Municipal Wastewater Treatment Plant | Chemical | New Generator Fuel Tank System | E-00001159 | PUMP 2, OVERFLOW FUEL OIL FORP2 | SIT-0011 | Installed | HAIGHTPUMP | 8U
Municipal Wastewater Treatment Plant | Chemical | New Generator Fuel Tank System | E-00000630 | PUMP 2, TRANSFER, GENERATOR 1, DIESEL 04202-FOTP1B | SIT-0011 | Installed | OBERDORFER | 992 | 992R65
Municipal Wastewater Treatment Plant | Chemical | New Generator Fuel Tank System | E-00001160 | PUMP 2A, TRANSFER, FUEL OIL FOTP2A | SIT-0011 | Installed
Municipal Wastewater Treatment Plant | Chemical | New Generator Fuel Tank System | E-00001161 | PUMP 2B, TRANSFER, FUEL OIL FOTP2B | SIT-0011 | Installed
Municipal Wastewater Treatment Plant | Chemical | New Generator Fuel Tank System | E-00000628 | PUMP, OVERFLOW, DIESEL, GENERATOR 1 04202-FORP1 | SIT-0011 | Installed | HAIGHTPUMP | 8U
Municipal Wastewater Treatment Plant | Chemical | New Generator Fuel Tank System | E-00000622 | STATION, FILL, FUEL TANK, DIESEL, 10K GAL 04220-DIESEL-TANK-FILL | SIT-0011 | Installed | QUICKSET
Municipal Wastewater Treatment Plant | Chemical | New Generator Fuel Tank System | E-00000623 | TANK 1, DAY, GENERATOR 1, DIESEL ENGINE 04202-DAYTANK1 | SIT-0011 | Installed | PRYCO |  | D73, 095
Municipal Wastewater Treatment Plant | Chemical | New Generator Fuel Tank System | E-00000625 | TANK 1, OVERFLOW, GENERATOR 1, DIESEL ENGINE 04202-OVF-TANK1 | SIT-0011 | Installed | PRYCO
Municipal Wastewater Treatment Plant | Chemical | New Generator Fuel Tank System | E-00000635 | TANK, STORAGE, FUEL, 10,000 GAL, GENERATOR 1 04220-DIESEL-TANK-10K | SIT-0011 | Installed | QUICKSET
Municipal Wastewater Treatment Plant | Chemical | New Generator Fuel Tank System | E-00001644 | VALVES, FUEL, GENERATORS 04202-VG | SIT-0011 | Installed
Municipal Wastewater Treatment Plant | Chemical | Non Pot Water Sodium Hypochlorite Dosing System | E-00001335 | PIPING, NPWPS2CLP NPWPS2CLPPG | SIT-0011 | Installed
Municipal Wastewater Treatment Plant | Chemical | Non Pot Water Sodium Hypochlorite Dosing System | E-00001302 | PUMP 1, CHLORINATION, PUMP STATION NO. 2, WATER, NON-POTABLE NPWPS2CLP1 | SIT-0011 | Installed | PULSAFEEDER | HYPOPUMP 25HJ | X869523-P1
Municipal Wastewater Treatment Plant | Chemical | Non Pot Water Sodium Hypochlorite Dosing System | E-00001303 | PUMP 2, CHLORINATION, PUMP STATION NO. 2, WATER, NON-POTABLE NPWPS2CLP2 | SIT-0011 | Installed | PULSAFEEDER | HYPOPUMP 25HJ | X869523-P2
Municipal Wastewater Treatment Plant | Chemical | Non Pot Water Sodium Hypochlorite Dosing System | E-00001336 | VALVES, NPWPS2CLP NPWPS2CLPVG | SIT-0011 | Installed
Municipal Wastewater Treatment Plant | Chemical | Old Generator Fuel Tank System | E-00000631 | STATION, FUEL, DIESEL 00109-FUEL | SIT-0011 | Installed
Municipal Wastewater Treatment Plant | Chemical | Old Generator Fuel Tank System | E-00000632 | TANK, STORAGE, FUEL, DIESEL 00109-FUEL-STORAGE | SIT-0011 | Installed | BELCO | FRP CYLINDRICAL CLOSED-TOP
Municipal Wastewater Treatment Plant | Chemical | ORHW Caustic Dosing System | E-00001653 | PIPING, CAUSTIC, ORHW 00365-PG | SIT-0011 | Installed
Municipal Wastewater Treatment Plant | Chemical | ORHW Caustic Dosing System | E-00000682 | PUMP 1, METERING, CAUSTIC, ORHW 00366-ORMP1 | SIT-0011 | Installed | PULSAFEEDER | PULSAR SERIES MODEL 25HJ | AC979836-8
Municipal Wastewater Treatment Plant | Chemical | ORHW Caustic Dosing System | E-00000683 | PUMP 2, METERING, CAUSTIC, ORHW 00367-ORMP2 | SIT-0011 | Installed | PULSAFEEDER | PULSAR SERIES MODEL 25HJ | AC979836-2
Municipal Wastewater Treatment Plant | Chemical | ORHW Caustic Dosing System | E-00000684 | STATION, FILL, STORAGE TANK, CAUSTIC, ORHW 00365-FILL-NaOH | SIT-0011 | Installed
Municipal Wastewater Treatment Plant | Chemical | ORHW Caustic Dosing System | E-00000681 | TANK 1, STORAGE, CAUSTIC, ORHW 00365-ORSOHT1 | SIT-0011 | Installed | BELCO | FRP CYLINDRICAL CLOSED-TOP
Municipal Wastewater Treatment Plant | Chemical | ORHW Caustic Dosing System | E-00001654 | VALVES, CAUSTIC, ORHW 00365-VG | SIT-0011 | Installed
Municipal Wastewater Treatment Plant | Chemical | ORHW Hypochlorite Dosing System | E-00001655 | PIPING, SODIUM HYPOCHLORITE, ORHW 00370-PG | SIT-0011 | Installed
Municipal Wastewater Treatment Plant | Chemical | ORHW Hypochlorite Dosing System | E-00001922 | PUMP 3, METERING, SODIUM HYPOCHLORITE, ORHW 00371-ORMP3 | SIT-0011 | Installed | PULSAFEEDER | 880-S-AE | H540086-5
Municipal Wastewater Treatment Plant | Chemical | ORHW Hypochlorite Dosing System | E-00001923 | PUMP 4, METERING, SODIUM HYPOCHLORITE, ORHW 00372-ORMP4 | SIT-0011 | Installed | PULSAFEEDER | 880-S-AE | H540086-6
Municipal Wastewater Treatment Plant | Chemical | ORHW Hypochlorite Dosing System | E-00000687 | STATION, FILL, STORAGE TANK, SODIUM HYPOCHLORITE, ORHW 00370-FILL-NaOCL | SIT-0011 | Installed
Municipal Wastewater Treatment Plant | Chemical | ORHW Hypochlorite Dosing System | E-00000690 | TANK 1, STORAGE, SODIUM HYPOCHLORITE, ORHW 00370-ORSHT1 | SIT-0011 | Installed | BELCO | FRP CYLINDRICAL CLOSED-TOP
Municipal Wastewater Treatment Plant | Chemical | ORHW Hypochlorite Dosing System | E-00001656 | VALVES, SODIUM HYPOCHLORITE, ORHW 00370-VG | SIT-0011 | Installed
Municipal Wastewater Treatment Plant | Chemical | Power & Controls System | E-00000765 | ANNUNCIATOR, LCP-LS1, STABILIZATION, LIME 02800-LS1-ANN1 | SIT-0011 | Installed
Municipal Wastewater Treatment Plant | Chemical | Power & Controls System | E-00000766 | ANNUNCIATOR, LCP-LS1, STABILIZATION, LIME 02800-LS2-ANN1 | SIT-0011 | Installed
Municipal Wastewater Treatment Plant | Chemical | Power & Controls System | E-00000777 | DRIVE, SPEED, ADJ, FEED 1, LIME, VOLUMETRIC 02820-ASD-LVF1 | SIT-0011 | Installed
Municipal Wastewater Treatment Plant | Chemical | Power & Controls System | E-00000778 | DRIVE, SPEED, ADJ, FEED 2, LIME, VOLUMETRIC 02821-ASD-LVF2 | SIT-0011 | Installed
Municipal Wastewater Treatment Plant | Chemical | Power & Controls System | E-00002102 | MCC, BUCKET, MSB, MCC-NAOCL/ BUS A | SIT-0011 | Installed
Municipal Wastewater Treatment Plant | Chemical | Power & Controls System | E-00002103 | MCC, BUCKET, MSB, MCC-NAOCL/ BUS B | SIT-0011 | Installed
Municipal Wastewater Treatment Plant | Chemical | Power & Controls System | E-00002085 | MCC, BUCKET, NAOCL, DPP2/TC2 | SIT-0011 | Installed
Municipal Wastewater Treatment Plant | Chemical | Power & Controls System | E-00002086 | MCC, BUCKET, NAOCL, DPP2A FEEDER | SIT-0011 | Installed
Municipal Wastewater Treatment Plant | Chemical | Power & Controls System | E-00002089 | MCC, BUCKET, NAOCL, HTFC1 | SIT-0011 | Installed
Municipal Wastewater Treatment Plant | Chemical | Power & Controls System | E-00002090 | MCC, BUCKET, NAOCL, HTFC2 | SIT-0011 | Installed
Municipal Wastewater Treatment Plant | Chemical | Power & Controls System | E-00002668 | MCC, BUCKET, NAOCL, MAIN BREAKER A | SIT-0011 | Installed
Municipal Wastewater Treatment Plant | Chemical | Power & Controls System | E-00002099 | MCC, BUCKET, NAOCL, MAIN BREAKER B | SIT-0011 | Installed
Municipal Wastewater Treatment Plant | Chemical | Power & Controls System | E-00002111 | MCC, BUCKET, NAOCL, NPWP1 | SIT-0011 | Installed | CUTLERHAMMER | FREEDOM SERIES 2100
Municipal Wastewater Treatment Plant | Chemical | Power & Controls System | E-00002112 | MCC, BUCKET, NAOCL, NPWP2 | SIT-0011 | Installed | CUTLERHAMMER | FREEDOM SERIES 2100
Municipal Wastewater Treatment Plant | Chemical | Power & Controls System | E-00002113 | MCC, BUCKET, NAOCL, NPWP3 | SIT-0011 | Installed | CUTLERHAMMER | FREEDOM SERIES 2100
Municipal Wastewater Treatment Plant | Chemical | Power & Controls System | E-00002114 | MCC, BUCKET, NAOCL, NPWP4 | SIT-0011 | Installed | CUTLERHAMMER | FREEDOM SERIES 2100
Municipal Wastewater Treatment Plant | Chemical | Power & Controls System | E-00002115 | MCC, BUCKET, NAOCL, PCDWP | SIT-0011 | Installed | CUTLERHAMMER | FREEDOM SERIES 2100
Municipal Wastewater Treatment Plant | Chemical | Power & Controls System | E-00002116 | MCC, BUCKET, NAOCL, PCLP1 | SIT-0011 | Installed | CUTLERHAMMER | FREEDOM SERIES 2100
Municipal Wastewater Treatment Plant | Chemical | Power & Controls System | E-00002119 | MCC, BUCKET, NAOCL, PEBDP | SIT-0011 | Installed | CUTLERHAMMER | FREEDOM SERIES 2100
Municipal Wastewater Treatment Plant | Chemical | Power & Controls System | E-00002120 | MCC, BUCKET, NAOCL, PEG VALVE | SIT-0011 | Installed | CUTLERHAMMER | FREEDOM SERIES 2100
Municipal Wastewater Treatment Plant | Chemical | Power & Controls System | E-00002133 | MCC, BUCKET, NAOCL, SHSP | SIT-0011 | Installed | CUTLERHAMMER | FREEDOM SERIES 2100
Municipal Wastewater Treatment Plant | Chemical | Power & Controls System | E-00002135 | MCC, BUCKET, NAOCL, SPARE/CV1347 | SIT-0011 | Installed | CUTLERHAMMER | FREEDOM SERIES 2100
Municipal Wastewater Treatment Plant | Chemical | Power & Controls System | E-00002155 | MCC, BUCKET, NAOCL, TIE BREAKER | SIT-0011 | Installed | CUTLERHAMMER | FREEDOM SERIES 2100
Municipal Wastewater Treatment Plant | Chemical | Power & Controls System | E-00002159 | MCC, BUCKET, NAOCL, TM2/TL2 | SIT-0011 | Installed | CUTLERHAMMER | FREEDOM SERIES 2100
Municipal Wastewater Treatment Plant | Chemical | Power & Controls System | E-00001132 | MCC, SODIUM HYPOCHLORITE 01310-NaOCL-MCC | SIT-0011 | Installed
Municipal Wastewater Treatment Plant | Chemical | Power & Controls System | E-00000769 | PANEL 1, CONTROL, LOCAL, STORAGE TANK, LIME 02850-LCP-LU1 | SIT-0011 | Installed
Municipal Wastewater Treatment Plant | Chemical | Power & Controls System | E-00000771 | PANEL 1, CONTROL, LOCAL, STORAGE/FEED, LIME 02800-LCP-LS1 | SIT-0011 | Installed
Municipal Wastewater Treatment Plant | Chemical | Power & Controls System | E-00000770 | PANEL 2, CONTROL, LOCAL, STORAGE TANK, LIME 02850-LCP-LU2 | SIT-0011 | Installed
Municipal Wastewater Treatment Plant | Chemical | Power & Controls System | E-00000772 | PANEL 2, CONTROL, LOCAL, STORAGE/FEED, LIME 02800-LCP-LS2 | SIT-0011 | Installed
Municipal Wastewater Treatment Plant | Chemical | Power & Controls System | E-00001501 | PANEL, CONTROL, HIGH-LEVEL ALARM, POLYMER, DAF FCP-DAF | SIT-0011 | Installed | HITECH
Municipal Wastewater Treatment Plant | Chemical | Power & Controls System | E-00000732 | PANEL, CONTROL, HVAC UNIT, LIME, SP 02800-HVAC-LS1 | SIT-0011 | Installed
Municipal Wastewater Treatment Plant | Chemical | Power & Controls System | E-00000738 | PANEL, CONTROL, PUMP 1, FEED, POLYMER, BELT PRESS (BFP), SP 02675-SCR-PFP1 | SIT-0011 | Installed
Municipal Wastewater Treatment Plant | Chemical | Power & Controls System | E-00000647 | PANEL, CONTROL, PUMP 1, POLYMER ADDITION, PST 00557-SCR-PPAP1 | SIT-0011 | Installed
Municipal Wastewater Treatment Plant | Chemical | Power & Controls System | E-00000739 | PANEL, CONTROL, PUMP 2, FEED, POLYMER, BELT PRESS (BFP), SP 02676-SCR-PFP2 | SIT-0011 | Installed
Municipal Wastewater Treatment Plant | Chemical | Power & Controls System | E-00000648 | PANEL, CONTROL, PUMP 2, POLYMER ADDITION, PST 00558-SCR-PPAP2 | SIT-0011 | Installed
Municipal Wastewater Treatment Plant | Chemical | Power & Controls System | E-00000755 | PANEL, CONTROL, PUMP 2, TRANSFER, POLYMER, SP 02611-SCR-PTP2 | SIT-0011 | Installed
Municipal Wastewater Treatment Plant | Chemical | Power & Controls System | E-00000740 | PANEL, CONTROL, PUMP 3, FEED, POLYMER, BELT PRESS (BFP), SP 02677-SCR-PFP3 | SIT-0011 | Installed
Municipal Wastewater Treatment Plant | Chemical | Power & Controls System | E-00000649 | PANEL, CONTROL, PUMP 3, POLYMER ADDITION, PST 00559-SCR-PPAP3 | SIT-0011 | Installed
Municipal Wastewater Treatment Plant | Chemical | Power & Controls System | E-00000741 | PANEL, CONTROL, PUMP 4, FEED, POLYMER, BELT PRESS (BFP), SP 02678-SCR-PFP4 | SIT-0011 | Installed
Municipal Wastewater Treatment Plant | Chemical | Power & Controls System | E-00000650 | PANEL, CONTROL, PUMP 4, POLYMER ADDITION, PST 00560-SCR-PPAP4 | SIT-0011 | Installed
Municipal Wastewater Treatment Plant | Chemical | Power & Controls System | E-00000651 | PANEL, CONTROL, PUMP 5, POLYMER ADDITION, PST 00561-SCR-PPAP5 | SIT-0011 | Installed
Municipal Wastewater Treatment Plant | Chemical | Power & Controls System | E-00000787 | PANEL, CONTROL, STORAGE/FEED 1, LIME, SP 02800-LCP-CU1 | SIT-0011 | Installed
Municipal Wastewater Treatment Plant | Chemical | Power & Controls System | E-00002513 | PANEL, Disconnect Nonfused, D/C - SBA1, SILOS | SIT-0011 | Installed | METALFAB | DB-2
Municipal Wastewater Treatment Plant | Chemical | Power & Controls System | E-00002514 | PANEL, Disconnect Nonfused, D/C - SBA2, SILOS | SIT-0011 | Installed | METALFAB | DB-2
Municipal Wastewater Treatment Plant | Chemical | Power & Controls System | E-00000645 | TRANSDUCER, LEVEL, MIX TANK 2, POLYMER, PST 00556-LVL-PPM2 | SIT-0011 | Installed
Municipal Wastewater Treatment Plant | Chemical | Power & Controls System | E-00000699 | TRANSDUCER, LEVEL, STORAGE, SODIUM HYPOCHLORITE, ORPST 00670-LVL-ORSHT2 | SIT-0011 | Installed
Municipal Wastewater Treatment Plant | Chemical | Power & Controls System | E-00000742 | TRANSDUCER, LEVEL, TANK 1, BULK POLYMER, SP 02602-LVL-BPST1 | SIT-0011 | Installed
Municipal Wastewater Treatment Plant | Chemical | Power & Controls System | E-00000749 | TRANSDUCER, LEVEL, TANK 1, MIX, POLYMER, SP 02615-LVL-PMT1 | SIT-0011 | Installed
Municipal Wastewater Treatment Plant | Chemical | Power & Controls System | E-00000709 | TRANSDUCER, LEVEL, TANK 1, STORAGE, SULFURIC ACID, ORSP 03735-LVL-ORSAT1 | SIT-0011 | Installed
Municipal Wastewater Treatment Plant | Chemical | Power & Controls System | E-00000743 | TRANSDUCER, LEVEL, TANK 2, BULK POLYMER, SP 02603-LVL-BPST2 | SIT-0011 | Installed
Municipal Wastewater Treatment Plant | Chemical | Power & Controls System | E-00000752 | TRANSDUCER, LEVEL, TANK 2, MIX, POLYMER, SP 02616-LVL-PMT2 | SIT-0011 | Installed
Municipal Wastewater Treatment Plant | Chemical | Power & Controls System | E-00000721 | TRANSDUCER, LEVEL, TANK 3, SODIUM HYPOCHLORITE, ORUSS 02270-LVL-ORSHT3 | SIT-0011 | Installed
Municipal Wastewater Treatment Plant | Chemical | Power & Controls System | E-00000722 | TRANSDUCER, LEVEL, TANK 3, SODIUM HYPOCHLORITE, ORUSS 02275-LVL-ORSHT3 | SIT-0011 | Installed
Municipal Wastewater Treatment Plant | Chemical | Power & Controls System | E-00000715 | TRANSDUCER, LEVEL, TANK 3, STORAGE, CAUSTIC, ORUSS 02265-LVL-ORSOHT3 | SIT-0011 | Installed
Municipal Wastewater Treatment Plant | Chemical | Power & Controls System | E-00000695 | TRANSDUCER, LEVEL, TANK 4, CAUSTIC, ORSP 03725-LVL-ORSOHT4 | SIT-0011 | Installed
Municipal Wastewater Treatment Plant | Chemical | Power & Controls System | E-00000702 | TRANSDUCER, LEVEL, TANK 4, STORAGE, SODIUM HYPOCHLORITE, ORSP 03730-LVL-ORSHT4 | SIT-0011 | Installed
Municipal Wastewater Treatment Plant | Chemical | Power & Controls System | E-00000685 | TRANSDUCER, LEVEL, TANK, STORAGE, CAUSTIC, ORHW 00365-LVL-NaOH | SIT-0011 | Installed
Municipal Wastewater Treatment Plant | Chemical | Power & Controls System | E-00000693 | TRANSDUCER, LEVEL, TANK, STORAGE, CAUSTIC, ORPST 00665-LVL-ORSOHT2 | SIT-0011 | Installed
Municipal Wastewater Treatment Plant | Chemical | Power & Controls System | E-00000686 | TRANSDUCER, LEVEL, TANK, STORAGE, SODIUM HYPOCHLORITE, ORHW 00370-LVL-NaOCL | SIT-0011 | Installed
Municipal Wastewater Treatment Plant | Chemical | Power & Controls System | E-00000636 | TRANSMITTER, PSI, SYSTEM, ADDITION, FERRIC 00300-PIT-8000 | SIT-0011 | Installed
Municipal Wastewater Treatment Plant | Chemical | Power & Controls System | E-00001742 | UPS, PANEL 1, CONTROL, LOCAL, STORAGE/FEED, LIME 02800-UPS1 | SIT-0011 | Installed
Municipal Wastewater Treatment Plant | Chemical | Power & Controls System | E-00001743 | UPS, PANEL 2, CONTROL, LOCAL, STORAGE/FEED, LIME 02800-UPS2 | SIT-0011 | Installed
Municipal Wastewater Treatment Plant | Chemical | Primary Sedimentation Polymer Dosing System | E-00000652 | ACTIVATION/FEED, POLYMER, POLYBLEND, PST 00550-PSTPOLYBLEND-1 | SIT-0011 | Installed
Municipal Wastewater Treatment Plant | Chemical | Primary Sedimentation Polymer Dosing System | E-00001647 | PIPING, ADDITION, POLYMER, PST 00550-PG | SIT-0011 | Installed
Municipal Wastewater Treatment Plant | Chemical | Primary Sedimentation Polymer Dosing System | E-00000653 | PUMP 1, ADDITION, POLYMER, PST 00557-PPAP1 | SIT-0011 | Installed | MOYNOPUMP | 2L3 SSQ SBB | AS4466795-6
Municipal Wastewater Treatment Plant | Chemical | Primary Sedimentation Polymer Dosing System | E-00000654 | PUMP 2, ADDITION, POLYMER, PST 00558-PPAP2 | SIT-0011 | Installed | MOYNOPUMP | 2L3 SSQ SBB | n/a
Municipal Wastewater Treatment Plant | Chemical | Primary Sedimentation Polymer Dosing System | E-00000655 | PUMP 3, ADDITION, POLYMER, PST 00559-PPAP3 | SIT-0011 | Installed | MOYNOPUMP | 2L3 SSQ SBB | AS4466795-1
Municipal Wastewater Treatment Plant | Chemical | Primary Sedimentation Polymer Dosing System | E-00000656 | PUMP 4, ADDITION, POLYMER, PST 00560-PPAP4 | SIT-0011 | Installed | MOYNOPUMP | 2L3 SSQ SBB | AS4466795-4
Municipal Wastewater Treatment Plant | Chemical | Primary Sedimentation Polymer Dosing System | E-00000657 | PUMP 5, ADDITION, POLYMER, PST 00561-PPAP5 | SIT-0011 | Installed | MOYNOPUMP | 2L3 SSQ SBB | AS4466795-3
Municipal Wastewater Treatment Plant | Chemical | Primary Sedimentation Polymer Dosing System | E-00000658 | PUMP, ADDITION, POLYMER, PST, SPARE 00561-PPAP-SPARE | SIT-0011 | Installed | MOYNOPUMP | 2L3 SSQ SBB
Municipal Wastewater Treatment Plant | Chemical | Primary Sedimentation Polymer Dosing System | E-00000659 | TANK 2, MIX, POLYMER, PST 00556-PPMT2 | SIT-0011 | Installed | BELCO | FRP 8' DIA 9' HIGH
Municipal Wastewater Treatment Plant | Chemical | Primary Sedimentation Polymer Dosing System | E-00001648 | VALVES, ADDITION, POLYMER, PST 00550-VG | SIT-0011 | Installed
Municipal Wastewater Treatment Plant | Chemical | PST Caustic Dosing System | E-00000697 | HEAT TRACE, STORAGE TANK, CAUSTIC, ORPST 00665-ORSOHT-HEAT-TRACE | SIT-0011 | Installed
Municipal Wastewater Treatment Plant | Chemical | PST Caustic Dosing System | E-00001657 | PIPING, CAUSTIC, ORPST 00665-PG | SIT-0011 | Installed
Municipal Wastewater Treatment Plant | Chemical | PST Caustic Dosing System | E-00000691 | PUMP 5, METERING, CAUSTIC, ORPST 00666-ORMP5 | SIT-0011 | Installed | PULSAFEEDER | 25HJ | AC979836-4
Municipal Wastewater Treatment Plant | Chemical | PST Caustic Dosing System | E-00000692 | PUMP 6, METERING, CAUSTIC, ORPST 00667-ORMP6 | SIT-0011 | Installed | PULSAFEEDER | PULSAR SERIES MODEL 25HJ | AC979836-7
Municipal Wastewater Treatment Plant | Chemical | PST Caustic Dosing System | E-00000698 | STATION, FILL, STORAGE TANK, CAUSTIC, ORPST 00665-FILL-ORSOHT | SIT-0011 | Installed
Municipal Wastewater Treatment Plant | Chemical | PST Caustic Dosing System | E-00000696 | TANK 2, STORAGE, CAUSTIC, ORPST 00665-ORSOHT2 | SIT-0011 | Installed | BELCO | 1000 GAL 5' DIA X 7' HIGH
Municipal Wastewater Treatment Plant | Chemical | PST Caustic Dosing System | E-00001658 | VALVES, CAUSTIC, ORPST 00665-VG | SIT-0011 | Installed
Municipal Wastewater Treatment Plant | Chemical | PST Hypochlorite Dosing System | E-00001659 | PIPING, SODIUM HYPOCHLORITE, ORPST 00670-PG | SIT-0011 | Installed
Municipal Wastewater Treatment Plant | Chemical | PST Hypochlorite Dosing System | E-00000700 | PUMP 7, METERING, SODIUM HYPOCHLORITE, ORPST 00671-ORMP7 | SIT-0011 | Installed | PULSAFEEDER | 880-S-AE | H540086-7
Municipal Wastewater Treatment Plant | Chemical | PST Hypochlorite Dosing System | E-00000701 | PUMP 8, METERING, SODIUM HYPOCHLORITE, ORPST 00672-ORMP8 | SIT-0011 | Installed | PULSAFEEDER | 880-S-AE | H540086-8
Municipal Wastewater Treatment Plant | Chemical | PST Hypochlorite Dosing System | E-00000704 | STATION, FILL, STORAGE TANK, SODIUM HYPOCHLORITE, ORPST 00670-FILL-ORSHT2 | SIT-0011 | Installed
Municipal Wastewater Treatment Plant | Chemical | PST Hypochlorite Dosing System | E-00000703 | TANK 2, STORAGE, SODIUM HYPOCHLORITE, ORPST 00670-ORSHT2 | SIT-0011 | Installed | BELCO | 6400 GAL 8' DIA X 17' 3" HIGH
Municipal Wastewater Treatment Plant | Chemical | PST Hypochlorite Dosing System | E-00001660 | VALVES, SODIUM HYPOCHLORITE, ORPST 00670-VG | SIT-0011 | Installed
Municipal Wastewater Treatment Plant | Chemical | Sludge Dewatering Polymer Dosing System | E-00001038 | COMPRESSOR UNIT, AIR, PURGE, SP 02600-PURGE1, Campbell Hausfeld, TF061903AV | SIT-0011 | Installed |  | TF061903AV | FH12130261
Municipal Wastewater Treatment Plant | Chemical | Sludge Dewatering Polymer Dosing System | E-00001866 | Compressor, Air, Cationic Polymer System, Porter Cable Model C2002 | SIT-0011 | Installed | PORTER | C2002 | 2968191126
Municipal Wastewater Treatment Plant | Chemical | Sludge Dewatering Polymer Dosing System | E-00000750 | MIXER, TANK 1, MIX, POLYMER, SP 02615-PM1 | SIT-0011 | Installed | CHEMINEER | 5JCT | 507072-1
Municipal Wastewater Treatment Plant | Chemical | Sludge Dewatering Polymer Dosing System | E-00000753 | MIXER, TANK 2, MIX, POLYMER, SP 02616-PM2 | SIT-0011 | Installed | CHEMINEER | 5JCT | 507072-2
Municipal Wastewater Treatment Plant | Chemical | Sludge Dewatering Polymer Dosing System | E-00000747 | PANEL, FILL, TANK, BULK POLYMER, SP 02602-FILL-BPST | SIT-0011 | Installed
Municipal Wastewater Treatment Plant | Chemical | Sludge Dewatering Polymer Dosing System | E-00001671 | PIPING, POLYMER, BELT PRESS (BFP), SP 02600-PG | SIT-0011 | Installed
Municipal Wastewater Treatment Plant | Chemical | Sludge Dewatering Polymer Dosing System | E-00000733 | PUMP 1, FEED, POLYMER, BELT PRESS 1 (BFP1) 02675-PFP1 | SIT-0011 | Installed | MOYNOPUMP | 2L4 SSQ DBB
Municipal Wastewater Treatment Plant | Chemical | Sludge Dewatering Polymer Dosing System | E-00000744 | PUMP 1, SUMP, CONTAINMENT, STORAGE, BULK POLYMER, SP 02615-SP1 | SIT-0011 | Installed | BARNESPUMPS | 3SE1544DS
Municipal Wastewater Treatment Plant | Chemical | Sludge Dewatering Polymer Dosing System | E-00002584 | PUMP 1, TRANSFER, POLYMER, SP 02611-PTP1 | SIT-0011 | Installed | MOYNOPUMP | 1L3 SSQ DBB
Municipal Wastewater Treatment Plant | Chemical | Sludge Dewatering Polymer Dosing System | E-00000734 | PUMP 2, FEED, POLYMER, BELT PRESS 2 (BFP2) 02676-PFP2 | SIT-0011 | Installed | MOYNOPUMP | 2L4 SSQ DBB
Municipal Wastewater Treatment Plant | Chemical | Sludge Dewatering Polymer Dosing System | E-00000754 | PUMP 2, TRANSFER, POLYMER, SP 02611-PTP2 | SIT-0011 | Installed | MOYNOPUMP | 1L3 SSQ DBB
Municipal Wastewater Treatment Plant | Chemical | Sludge Dewatering Polymer Dosing System | E-00000735 | PUMP 3, FEED, POLYMER, BELT PRESS 3 (BFP3) 02677-PFP3 | SIT-0011 | Installed | MOYNOPUMP | 2L4 SSQ DBB
Municipal Wastewater Treatment Plant | Chemical | Sludge Dewatering Polymer Dosing System | E-00000736 | PUMP 4, FEED, POLYMER, BELT PRESS 4 (BFP4) 02678-PFP4 | SIT-0011 | Installed | MOYNOPUMP | 2L4 SSQ DBB
Municipal Wastewater Treatment Plant | Chemical | Sludge Dewatering Polymer Dosing System | E-00000737 | SYSTEM, POLYMER, POLYDYNE 02699-POLYDNE | SIT-0011 | Installed | POLYDYNE
Municipal Wastewater Treatment Plant | Chemical | Sludge Dewatering Polymer Dosing System | E-00000748 | TANK 1, MIX, POLYMER, SP 02615-PMT1 | SIT-0011 | Installed | BELCO | 6' DIA X 8' HIGH
Municipal Wastewater Treatment Plant | Chemical | Sludge Dewatering Polymer Dosing System | E-00000745 | TANK 1, POLYMER, BULK, SP 02602-BPST1 | SIT-0011 | Installed | BELCO | 12' DIA X 15' HIGH
Municipal Wastewater Treatment Plant | Chemical | Sludge Dewatering Polymer Dosing System | E-00000751 | TANK 2, MIX, POLYMER, SP 02616-PMT2 | SIT-0011 | Installed | BELCO | 6' DIA X 8' HIGH
Municipal Wastewater Treatment Plant | Chemical | Sludge Dewatering Polymer Dosing System | E-00000746 | TANK 2, POLYMER, BULK, SP 02603-BPST2 | SIT-0011 | Installed | BELCO | 12' DIA X 15' HIGH
Municipal Wastewater Treatment Plant | Chemical | Sludge Dewatering Polymer Dosing System | E-00001672 | VALVES, POLYMER, BELT PRESS (BFP), SP 02600-VG | SIT-0011 | Installed
Municipal Wastewater Treatment Plant | Chemical | SP Caustic Dosing System | E-00001661 | PIPING, CAUSTIC, ORSP 0375-PG | SIT-0011 | Installed
Municipal Wastewater Treatment Plant | Chemical | SP Caustic Dosing System | E-00000706 | PUMP 13, METERING, CAUSTIC, ORSP 03726-ORMP13 | SIT-0011 | Installed | PULSAFEEDER | PULSAR SERIES MODEL 25HJ | AC979836-6
Municipal Wastewater Treatment Plant | Chemical | SP Caustic Dosing System | E-00000707 | PUMP 14, METERING, CAUSTIC, ORSP 03727-ORMP14 | SIT-0011 | Installed | PULSAFEEDER | PULSAR SERIES MODEL 25HJ | AC979836-3
Municipal Wastewater Treatment Plant | Chemical | SP Caustic Dosing System | E-00000694 | STATION, FILL, STORAGE TANK 4, CAUSTIC, ORSP 03725-FILL-ORSOHT4 | SIT-0011 | Installed
Municipal Wastewater Treatment Plant | Chemical | SP Caustic Dosing System | E-00000708 | TANK 4, STORAGE, CAUSTIC, ORSP 03725-ORSOHT4 | SIT-0011 | Installed | BELCO | 5' DIA X 7' HIGH
Municipal Wastewater Treatment Plant | Chemical | SP Caustic Dosing System | E-00001662 | VALVES, CAUSTIC, ORSP 0375-VG | SIT-0011 | Installed
Municipal Wastewater Treatment Plant | Chemical | SP Hypochlorite Dosing System | E-00001663 | PIPING, SODIUM HYPOCHLORITE, ORSP 03730-PG | SIT-0011 | Installed
Municipal Wastewater Treatment Plant | Chemical | SP Hypochlorite Dosing System | E-00000711 | PUMP 15, METERING, SODIUM HYPOCHLORITE, ORSP 03731-ORMP15 | SIT-0011 | Installed | PULSAFEEDER | 880-S-AE | H540086-4
Municipal Wastewater Treatment Plant | Chemical | SP Hypochlorite Dosing System | E-00000712 | PUMP 16, METERING, SODIUM HYPOCHLORITE, ORSP 03732-ORMP16 | SIT-0011 | Installed | PULSAFEEDER | 880-S-AE | H540086-3
Municipal Wastewater Treatment Plant | Chemical | SP Hypochlorite Dosing System | E-00000705 | STATION, FILL, STORAGE TANK 4, SODIUM HYPOCHLORITE, ORSP 03730-FILL-ORSHT4 | SIT-0011 | Installed
Municipal Wastewater Treatment Plant | Chemical | SP Hypochlorite Dosing System | E-00000713 | TANK 4, STORAGE, SODUM HYPOCHLORITE, ORSP 03730-ORSHT4 | SIT-0011 | Installed | BELCO | 8' DIA X 14' 6" HIGH
Municipal Wastewater Treatment Plant | Chemical | SP Hypochlorite Dosing System | E-00001664 | VALVES, SODIUM HYPOCHLORITE, ORSP 03730-VG | SIT-0011 | Installed
Municipal Wastewater Treatment Plant | Chemical | SP Sulfuric Acid Dosing System | E-00001665 | PIPING, SULFURIC ACID, ORSP 03735-PG | SIT-0011 | Installed
Municipal Wastewater Treatment Plant | Chemical | SP Sulfuric Acid Dosing System | E-00002015 | PUMP 17, METERING, SULFURIC ACID, ORSP 03736-ORMP17 | SIT-0011 | Installed | NEPTUNEPUMP | 522-A-N3-PUMP | 0030770176
Municipal Wastewater Treatment Plant | Chemical | SP Sulfuric Acid Dosing System | E-00002059 | PUMP 18, METERING, SULFURIC ACID, ORSP 03737-ORMP18 | SIT-0011 | Installed | NEPTUNEPUMP | 525-A-N3-PUMP | 0030642420
Municipal Wastewater Treatment Plant | Chemical | SP Sulfuric Acid Dosing System | E-00002655 | PUMP 18, METERING, SULFURIC ACID, ORSP 03737-ORMP18 | SIT-0011 | Installed | PULSAFEEDER | 680-S-AE | 9573162-34
Municipal Wastewater Treatment Plant | Chemical | SP Sulfuric Acid Dosing System | E-00000710 | STATION, FILL, STORAGE TANK 1, SULFURIC ACID, ORSP 03735-FILL-ORSAT1 | SIT-0011 | Installed
Municipal Wastewater Treatment Plant | Chemical | SP Sulfuric Acid Dosing System | E-00000719 | TANK, STORAGE, SULFURIC ACID, ORSP 03735-ORSAT1 | SIT-0011 | Installed | POLYPROCESS | 5' DIA X 12' HIGH
Municipal Wastewater Treatment Plant | Chemical | SP Sulfuric Acid Dosing System | E-00001666 | VALVES, SULFURIC ACID, ORSP 03735-VG | SIT-0011 | Installed
Municipal Wastewater Treatment Plant | Chemical | USS Caustic Dosing System | E-00000716 | PANEL, HEAT TRACE, TANK, STORAGE, CAUSTIC, ORUSS 02265-ORSOHT-HEAT-TRACE | SIT-0011 | Installed
Municipal Wastewater Treatment Plant | Chemical | USS Caustic Dosing System | E-00001667 | PIPING, CAUSTIC, ORUSS 02265-PG | SIT-0011 | Installed
Municipal Wastewater Treatment Plant | Chemical | USS Caustic Dosing System | E-00000723 | PUMP 10, METERING, CAUSTIC, ORUSS 02267-ORMP10 | SIT-0011 | Installed | PULSAFEEDER | PULSAR SERIES MODEL 25HJ | AC979836-1
Municipal Wastewater Treatment Plant | Chemical | USS Caustic Dosing System | E-00000724 | PUMP 9, METERING, CAUSTIC, ORUSS 02266-ORMP9 | SIT-0011 | Installed | PULSAFEEDER | 680-S-AE | 9573162-28
Municipal Wastewater Treatment Plant | Chemical | USS Caustic Dosing System | E-00000714 | STATION, FILL, STORAGE TANK 3, CAUSTIC, ORUSS 02265-FILL-ORSOHT3 | SIT-0011 | Installed
Municipal Wastewater Treatment Plant | Chemical | USS Caustic Dosing System | E-00000725 | TANK 3, STORAGE, CAUSTIC, ORUSS 02265-ORSOHT3 | SIT-0011 | Installed | BELCO | 5' DIA X 8' HIGH
Municipal Wastewater Treatment Plant | Chemical | USS Caustic Dosing System | E-00001668 | VALVES, CAUSTIC, ORUSS 02265-VG | SIT-0011 | Installed
Municipal Wastewater Treatment Plant | Chemical | USS Hypochlorite Dosing System | E-00001669 | PIPING, SODIUM HYPOCHLORITE, ORUSS 02270-PG | SIT-0011 | Installed
Municipal Wastewater Treatment Plant | Chemical | USS Hypochlorite Dosing System | E-00000728 | PUMP 11, METERING, SODIUM HYPOCHLORITE, ORUSS 02271-ORMP11 | SIT-0011 | Installed | PULSAFEEDER | 880-S-AE | H540086-2
Municipal Wastewater Treatment Plant | Chemical | USS Hypochlorite Dosing System | E-00000729 | PUMP 12, METERING, SODIUM HYPOCHLORITE, ORUSS 02272-ORMP12 | SIT-0011 | Installed | PULSAFEEDER | 880-S-AE | H540086-1
Municipal Wastewater Treatment Plant | Chemical | USS Hypochlorite Dosing System | E-00000720 | STATION, FILL, STORAGE TANK 3, SODIUM HYPOCHLORITE, ORUSS 02270-FILL-ORSHT3 | SIT-0011 | Installed
Municipal Wastewater Treatment Plant | Chemical | USS Hypochlorite Dosing System | E-00000730 | TANK 3, STORAGE, SODIUM HYPOCHLORITE, ORUSS 02268-ORSHT3 | SIT-0011 | Installed | BELCO | 9' DIA X 17' 3" HIGH
Municipal Wastewater Treatment Plant | Chemical | USS Hypochlorite Dosing System | E-00001670 | VALVES, SODIUM HYPOCHLORITE, ORUSS 02270-VG | SIT-0011 | Installed
Municipal Wastewater Treatment Plant | Equalization Process | Piping & Valves System | E-00002177 | PIPING, EQ BASIN 1 | SIT-0011 | Installed
Municipal Wastewater Treatment Plant | Equalization Process | Piping & Valves System | E-00002178 | PIPING, EQ BASIN 2 | SIT-0011 | Installed
Municipal Wastewater Treatment Plant | Equalization Process | Piping & Valves System | E-00002173 | VALVE 1, INLET, EQ BASIN 1 | SIT-0011 | Installed
Municipal Wastewater Treatment Plant | Equalization Process | Piping & Valves System | E-00002175 | VALVE 1, INLET, EQ BASIN 2 | SIT-0011 | Installed
Municipal Wastewater Treatment Plant | Equalization Process | Piping & Valves System | E-00002174 | VALVE 2, INLET, EQ BASIN 1 | SIT-0011 | Installed
Municipal Wastewater Treatment Plant | Equalization Process | Piping & Valves System | E-00002176 | VALVE 2, INLET, EQ BASIN 2 | SIT-0011 | Installed
Municipal Wastewater Treatment Plant | Equalization Process | Power & Controls System | E-00001895 | CONTROLLER, ULTRASONIC LEVEL, TANK1, EQUALIZATION BASIN, SIEMENS MULTIRANGER 200 | SIT-0011 | Installed
Municipal Wastewater Treatment Plant | Equalization Process | Power & Controls System | E-00001913 | CONTROLLER, ULTRASONIC LEVEL, TANK2, EQUALIZATION BASIN, SIEMENS MULTIRANGER 200 | SIT-0011 | Installed
Municipal Wastewater Treatment Plant | Equalization Process | Power & Controls System | E-00001940 | MCC, EQ TANK 1, MIXER 1 | SIT-0011 | Installed
Municipal Wastewater Treatment Plant | Equalization Process | Power & Controls System | E-00001941 | MCC, EQ TANK 1, MIXER 2 | SIT-0011 | Installed
Municipal Wastewater Treatment Plant | Equalization Process | Power & Controls System | E-00001942 | MCC, EQ TANK 1, MIXER 3 | SIT-0011 | Installed
Municipal Wastewater Treatment Plant | Equalization Process | Power & Controls System | E-00001955 | MCC, EQ TANK 2 MIXER 4, FEEDER BREAKER | SIT-0011 | Installed
Municipal Wastewater Treatment Plant | Equalization Process | Power & Controls System | E-00001956 | MCC, EQ TANK 2 MIXER 5, FEEDER BREAKER | SIT-0011 | Installed
Municipal Wastewater Treatment Plant | Equalization Process | Power & Controls System | E-00001957 | MCC, EQ TANK 2 MIXER 6, FEEDER BREAKER | SIT-0011 | Installed
Municipal Wastewater Treatment Plant | Equalization Process | Power & Controls System | E-00001961 | TRANSFORMER, 12KV-460/277V DAF-T-7A, EQ BASIN | SIT-0011 | Installed | EATON |  | 1759000726
Municipal Wastewater Treatment Plant | Equalization Process | Power & Controls System | E-00002669 | TRANSFORMER, 12KV-460/277V DAF-T-7B, EQ BASIN | SIT-0011 | Installed | EATON |  | 1759000726
Municipal Wastewater Treatment Plant | Equalization Process | Pumping System | E-00001914 | PUMP 1, SUBMERSIBLE, EQB-P1 | SIT-0011 | Installed | EBARA | 150DSC3-G0852-1760
Municipal Wastewater Treatment Plant | Equalization Process | Pumping System | E-00001915 | PUMP 2, SUBMERSIBLE, EQB-P2 | SIT-0011 | Installed | EBARA | 150DSC3-G0852-1760
Municipal Wastewater Treatment Plant | Equalization Process | Tank System | E-00001907 | MIXER 1, EQUALIZATION BASIN (TANK 1) EQTMX 1 | SIT-0011 | Installed | FLYGTPUMP | SR-4640.411
Municipal Wastewater Treatment Plant | Equalization Process | Tank System | E-00001908 | MIXER 2, EQUALIZATION BASIN (TANK 1) EQTMX 2 | SIT-0011 | Installed | FLYGTPUMP | SR-4640.411
Municipal Wastewater Treatment Plant | Equalization Process | Tank System | E-00001909 | MIXER 3, EQUALIZATION BASIN (TANK 1) EQTMX 3 | SIT-0011 | Installed | FLYGTPUMP | SR-4640.411
Municipal Wastewater Treatment Plant | Equalization Process | Tank System | E-00001910 | MIXER 4, EQUALIZATION BASIN (TANK 2) EQTMX 4 | SIT-0011 | Installed | FLYGTPUMP | SR-4640.411
Municipal Wastewater Treatment Plant | Equalization Process | Tank System | E-00001911 | MIXER 5, EQUALIZATION BASIN (TANK 2) EQTMX 5 | SIT-0011 | Installed | FLYGTPUMP | SR-4640.411
Municipal Wastewater Treatment Plant | Equalization Process | Tank System | E-00001912 | MIXER 6, EQUALIZATION BASIN (TANK 2) EQTMX 6 | SIT-0011 | Installed | FLYGTPUMP | SR-4640.411
Municipal Wastewater Treatment Plant | Equalization Process | Tank System | E-00001893 | Mixer, Spare, Equalization Basin | SIT-0011 | Installed
Municipal Wastewater Treatment Plant | Equalization Process | Tank System | E-00001896 | TANK 1, EQUALIZATION BASIN, EQBT1 | SIT-0011 | Installed
Municipal Wastewater Treatment Plant | Equalization Process | Tank System | E-00001897 | TANK 2, EQUALIZATION BASIN, EQBT2 | SIT-0011 | Installed
Municipal Wastewater Treatment Plant | Filtration | Filtration Power & Controls System | E-00000896 | ANNUNCIATOR 1, ORHW 00350-ANN1 | SIT-0011 | Installed
Municipal Wastewater Treatment Plant | Filtration | Filtration Power & Controls System | E-00000916 | ANNUNCIATOR 1, ORPST 00419-ANN1 | SIT-0011 | Installed
Municipal Wastewater Treatment Plant | Filtration | Filtration Power & Controls System | E-00000902 | CONTROL, ORP, ORHW 00358-ORP | SIT-0011 | Installed | GREATLAKES | 2028RO
Municipal Wastewater Treatment Plant | Filtration | Filtration Power & Controls System | E-00000930 | CONTROL, ORP, ORPST 00658-ORP | SIT-0011 | Installed | GREATLAKES | 2028RO
Municipal Wastewater Treatment Plant | Filtration | Filtration Power & Controls System | E-00000959 | CONTROL, ORP, ORSP 03707-ORP | SIT-0011 | Installed | GREATLAKES | 2028RO
Municipal Wastewater Treatment Plant | Filtration | Filtration Power & Controls System | E-00000977 | CONTROL, ORP, ORUSS 02258-ORP | SIT-0011 | Installed | GREATLAKES | 2028RO
Municipal Wastewater Treatment Plant | Filtration | Filtration Power & Controls System | E-00000903 | CONTROL, PH ORHW 00357-PH | SIT-0011 | Installed | GREATLAKES | 2028PO
Municipal Wastewater Treatment Plant | Filtration | Filtration Power & Controls System | E-00000931 | CONTROL, PH, ORPST 00657-PH | SIT-0011 | Installed | GREATLAKES | 6028PO
Municipal Wastewater Treatment Plant | Filtration | Filtration Power & Controls System | E-00000960 | CONTROL, PH, ORSC4 TANK, ORSP 03707-PH-ORSC4 | SIT-0011 | Installed | GREATLAKES | 6028PO
Municipal Wastewater Treatment Plant | Filtration | Filtration Power & Controls System | E-00000961 | CONTROL, PH, ORSC5 TANK, ORSP 03707-PH-ORSC5 | SIT-0011 | Installed | GREATLAKES | 6028PO
Municipal Wastewater Treatment Plant | Filtration | Filtration Power & Controls System | E-00000978 | CONTROL, PH, ORUSS 02257-PH | SIT-0011 | Installed | GREATLAKES | 6028PO
Municipal Wastewater Treatment Plant | Filtration | Filtration Power & Controls System | E-00000933 | PANEL, ANNUNCIATOR, ORSP 03700-ANN1 | SIT-0011 | Installed
Municipal Wastewater Treatment Plant | Filtration | Filtration Power & Controls System | E-00000972 | PANEL, ANNUNCIATOR, ORUSS 02250-ANN1 | SIT-0011 | Installed
Municipal Wastewater Treatment Plant | Filtration | Filtration Power & Controls System | E-00000935 | PANEL, CONTROL, LOCAL, HVAC UNIT 1, ORSP 03700-HVAC-ORSP1 | SIT-0011 | Installed
Municipal Wastewater Treatment Plant | Filtration | Filtration Power & Controls System | E-00000936 | PANEL, CONTROL, LOCAL, HVAC UNIT 2, ORSP 03700-HVAC-ORSP2 | SIT-0011 | Installed
Municipal Wastewater Treatment Plant | Filtration | Filtration Power & Controls System | E-00000906 | PANEL, CONTROL, LOCAL, HVAC UNIT, ORHW 00350-HVAC-ORHW | SIT-0011 | Installed
Municipal Wastewater Treatment Plant | Filtration | Filtration Power & Controls System | E-00000963 | PANEL, CONTROL, LOCAL, HVAC UNIT, ORUSS 02250-HVAC-ORUSS | SIT-0011 | Installed
Municipal Wastewater Treatment Plant | Filtration | Filtration Power & Controls System | E-00000901 | PANEL, CONTROL, LOCAL, ORHW 00350-LCP-ORHW | SIT-0011 | Installed
Municipal Wastewater Treatment Plant | Filtration | Filtration Power & Controls System | E-00000934 | PANEL, CONTROL, LOCAL, ORSP 03700-LCP-ORSP | SIT-0011 | Installed
Municipal Wastewater Treatment Plant | Filtration | Filtration Power & Controls System | E-00000971 | PANEL, CONTROL, LOCAL, ORUSS 02250-LCP-ORUSS | SIT-0011 | Installed
Municipal Wastewater Treatment Plant | Filtration | Filtration Power & Controls System | E-00002503 | PANEL, Disconnect Nonfused, D/C - OREF1, ODOR REDUCTION YARD | SIT-0011 | Installed | CEILCOTE | CLUB 3050 | 64509-1
Municipal Wastewater Treatment Plant | Filtration | Filtration Power & Controls System | E-00002504 | PANEL, Disconnect Nonfused, D/C - OREF2, ODOR REDUCTION YARD | SIT-0011 | Installed | CEILCOTE | CLUB 3050 | 64509-1
Municipal Wastewater Treatment Plant | Filtration | Filtration Power & Controls System | E-00002505 | PANEL, Disconnect Nonfused, D/C - OREF8, Odor Reduction Yard | SIT-0011 | Installed | CEILCOTE | CLUB 3050 | 64509-1
Municipal Wastewater Treatment Plant | Filtration | Filtration Power & Controls System | E-00002506 | PANEL, Disconnect Nonfused, D/C - OREF9, Odor Reduction Yard | SIT-0011 | Installed | CEILCOTE | CLUB 3050 | 64509-1
Municipal Wastewater Treatment Plant | Filtration | Filtration Power & Controls System | E-00000954 | TRANSDUCER, LEVEL, SCRUBBER 4, ORSP 03705-LVL-ORSC4 | SIT-0011 | Installed
Municipal Wastewater Treatment Plant | Filtration | Filtration Power & Controls System | E-00000956 | TRANSDUCER, LEVEL, SCRUBBER 5, ORSP 03715-LVL-ORSC5 | SIT-0011 | Installed
Municipal Wastewater Treatment Plant | Filtration | Filtration Power & Controls System | E-00000968 | TRANSDUCER, LEVEL, TOWER 3, SCRUBBER, ORUSS 02255-LVL-ORSC3 | SIT-0011 | Installed
Municipal Wastewater Treatment Plant | Filtration | Filtration Power & Controls System | E-00000911 | TRANSDUCER, LEVEL, TOWER, SCRUBBER, ORHW 00355-LVL-ORSC1 | SIT-0011 | Installed
Municipal Wastewater Treatment Plant | Filtration | Filtration Power & Controls System | E-00000923 | TRANSDUCER, LEVEL, TOWER, SCRUBBER, ORPST 00660-LVL-ORSC2/ROSEMOUNT | SIT-0011 | Installed
Municipal Wastewater Treatment Plant | Filtration | Filtration Power & Controls System | E-00001727 | UPS, PANEL, CONTROL, LOCAL, ORHW 00350-UPS | SIT-0011 | Installed
Municipal Wastewater Treatment Plant | Filtration | Filtration Power & Controls System | E-00001730 | UPS, PANEL, CONTROL, LOCAL, ORPST 00419-UPS | SIT-0011 | Installed
Municipal Wastewater Treatment Plant | Filtration | Filtration Power & Controls System | E-00001746 | UPS, PANEL, CONTROL, LOCAL, ORSP 03700-UPS | SIT-0011 | Installed
Municipal Wastewater Treatment Plant | Filtration | Filtration Power & Controls System | E-00001735 | UPS, PANEL, CONTROL, LOCAL, ORUSS 02250-UPS | SIT-0011 | Installed
Municipal Wastewater Treatment Plant | Filtration | Headworks Odor Control System | E-00002019 | FAN 1, EXHAUST, LOUVERS, ORHW 00352-OREF1 | SIT-0011 | Installed
Municipal Wastewater Treatment Plant | Filtration | Headworks Odor Control System | E-00000897 | FAN 1, EXHAUST, ORHW 00352-OREF1 | SIT-0011 | Installed | CEILCOTE | CLUB 3050 | 64509-1
Municipal Wastewater Treatment Plant | Filtration | Headworks Odor Control System | E-00002020 | FAN 2, EXHAUST, LOUVERS, ORHW 00353-OREF2 | SIT-0011 | Installed
Municipal Wastewater Treatment Plant | Filtration | Headworks Odor Control System | E-00000899 | FAN 2, EXHAUST, ORHW 00353-OREF2 | SIT-0011 | Installed | CEILCOTE | CLUB 3050 | 64509-2
Municipal Wastewater Treatment Plant | Filtration | Headworks Odor Control System | E-00000905 | METER, FLOW, MAGNETIC, 4", ORHW 00363-FLOW-ORHW | SIT-0011 | Installed
Municipal Wastewater Treatment Plant | Filtration | Headworks Odor Control System | E-00001673 | PIPING/DUCTING, ORHW 00350-PG | SIT-0011 | Installed
Municipal Wastewater Treatment Plant | Filtration | Headworks Odor Control System | E-00000908 | PUMP 1, RECIRCULATION, ORHW 00361-ORRP1B | SIT-0011 | Installed | FYBROCPUMP | 1500 | 956582
Municipal Wastewater Treatment Plant | Filtration | Headworks Odor Control System | E-00000910 | PUMP 2, RECIRCULATION, ORHW 00362-ORRP2B | SIT-0011 | Installed | FYBROCPUMP | 1500 | 956583
Municipal Wastewater Treatment Plant | Filtration | Headworks Odor Control System | E-00000904 | SCRUBBER, ORHW 00355-ORSC1 | SIT-0011 | Installed | RJENVIRO | PACKED VERTICAL TOWER
Municipal Wastewater Treatment Plant | Filtration | Headworks Odor Control System | E-00002031 | SUPPLY SYSTEM, SEAL WATER, PUMP, RECIRC, ODOR CONTROL, HW | SIT-0011 | Installed
Municipal Wastewater Treatment Plant | Filtration | Headworks Odor Control System | E-00001674 | VALVES, DUCTING, ORHW 00350-VG | SIT-0011 | Installed
Municipal Wastewater Treatment Plant | Filtration | PST Odor Control System | E-00000917 | FAN 3, EXHAUST, ORPST 00652-OREF3 | SIT-0011 | Installed | CEILCOTE | CLUB
Municipal Wastewater Treatment Plant | Filtration | PST Odor Control System | E-00000919 | FAN 4, EXHAUST, ORPST 00653-OREF4 | SIT-0011 | Installed | CEILCOTE | CLUB
Municipal Wastewater Treatment Plant | Filtration | PST Odor Control System | E-00000915 | METER, FLOW, MAGNETIC, 4", ORPST 00663-FLOW-ORPST | SIT-0011 | Installed
Municipal Wastewater Treatment Plant | Filtration | PST Odor Control System | E-00000922 | PANEL, CONTROL, LOCAL, HVAC UNIT, ORPST 00419-HVAC-ORPST | SIT-0011 | Installed
Municipal Wastewater Treatment Plant | Filtration | PST Odor Control System | E-00000921 | PANEL, CONTROL, LOCAL, ORPST 00419-LCP-ORPST | SIT-0011 | Installed
Municipal Wastewater Treatment Plant | Filtration | PST Odor Control System | E-00001675 | PIPING/DUCTING, ORPST 00660-PG | SIT-0011 | Installed
Municipal Wastewater Treatment Plant | Filtration | PST Odor Control System | E-00000928 | PUMP 3, RECIRCULATION, ORPST 00661-ORRP3 | SIT-0011 | Installed | FYBROCPUMP | 1500 | 956584
Municipal Wastewater Treatment Plant | Filtration | PST Odor Control System | E-00000929 | PUMP 4, RECIRCULATION, ORPST 00662-ORRP4 | SIT-0011 | Installed | FYBROCPUMP | 1500
Municipal Wastewater Treatment Plant | Filtration | PST Odor Control System | E-00000932 | SCRUBBER, ORPST 00655-ORSC2 | SIT-0011 | Installed | RJENVIRO | PACKED VERTICAL TOWER 7' DIA 3
Municipal Wastewater Treatment Plant | Filtration | PST Odor Control System | E-00002032 | SUPPLY SYSTEM, SEAL WATER, PUMP, RECIRC, ODOR CONTROL, PST | SIT-0011 | Installed
Municipal Wastewater Treatment Plant | Filtration | PST Odor Control System | E-00001676 | VALVES, DUCTING, ORPST 00660-VG | SIT-0011 | Installed
Municipal Wastewater Treatment Plant | Filtration | SP Odor Control System | E-00000937 | FAN 7, EXHAUST, ORSP 03702-OREF7 | SIT-0011 | Installed | CEILCOTE | CLUB 4850 | 64509-2
Municipal Wastewater Treatment Plant | Filtration | SP Odor Control System | E-00000939 | FAN 8, EXHAUST, ORSP 03703-OREF8 | SIT-0011 | Installed | CEILCOTE | CLUB 4850 | 64509-2
Municipal Wastewater Treatment Plant | Filtration | SP Odor Control System | E-00000941 | FAN 9, EXHAUST, ORSP 03704-OREF9 | SIT-0011 | Installed | CEILCOTE | CLUB 3650 | 64509-3
Municipal Wastewater Treatment Plant | Filtration | SP Odor Control System | E-00000943 | METER, FLOW, MAGNETIC, 6", ORSC4, ORSP 03713-FLOW-ORSC4 | SIT-0011 | Installed
Municipal Wastewater Treatment Plant | Filtration | SP Odor Control System | E-00000944 | METER, FLOW, MAGNETIC, 6", ORSC5, ORSP 03723-FLOW-ORSC5 | SIT-0011 | Installed
Municipal Wastewater Treatment Plant | Filtration | SP Odor Control System | E-00001677 | PIPING/DUCTING, ORSP 03700-PG | SIT-0011 | Installed
Municipal Wastewater Treatment Plant | Filtration | SP Odor Control System | E-00000945 | PUMP 10, RECIRCULATION, ORSP 03722-ORRP10 | SIT-0011 | Installed | FYBROCPUMP | 1500 | 956591
Municipal Wastewater Treatment Plant | Filtration | SP Odor Control System | E-00000947 | PUMP 7, RECIRCULATION, ORSP 03711-ORRP7 | SIT-0011 | Installed | FYBROCPUMP | 1500 | 956588
Municipal Wastewater Treatment Plant | Filtration | SP Odor Control System | E-00000949 | PUMP 8, RECIRCULATION, ORSP 03712-ORRP8 | SIT-0011 | Installed | FYBROCPUMP | 1500 | 956589
Municipal Wastewater Treatment Plant | Filtration | SP Odor Control System | E-00000951 | PUMP 9, RECIRCULATION, ORSP 03721-ORRP9 | SIT-0011 | Installed | FYBROCPUMP | 1500 | 956590
Municipal Wastewater Treatment Plant | Filtration | SP Odor Control System | E-00000953 | SCRUBBER 4, ORSP 03705-ORSC4 | SIT-0011 | Installed | RJENVIRO | PACKED VERTICAL TOWER
Municipal Wastewater Treatment Plant | Filtration | SP Odor Control System | E-00000955 | SCRUBBER 5, ORSP 03715-ORSC5 | SIT-0011 | Installed | RJENVIRO | PACKED VERTICAL TOWER
Municipal Wastewater Treatment Plant | Filtration | SP Odor Control System | E-00002033 | SUPPLY SYSTEM, SEAL WATER, PUMP, RECIRC, ODOR CONTROL, SP | SIT-0011 | Installed
Municipal Wastewater Treatment Plant | Filtration | SP Odor Control System | E-00001678 | VALVES, DUCTING, ORSP 03700-VG | SIT-0011 | Installed
Municipal Wastewater Treatment Plant | Filtration | USS Odor Control System | E-00000973 | FAN 5, EXHAUST, ORUSS 02252-OREF5 | SIT-0011 | Installed | CEILCOTE | CLUB 3000
Municipal Wastewater Treatment Plant | Filtration | USS Odor Control System | E-00000975 | FAN 6, EXHAUST, ORUSS 02253-OREF6 | SIT-0011 | Installed | CEILCOTE | CLUB 3000
Municipal Wastewater Treatment Plant | Filtration | USS Odor Control System | E-00000962 | METER, FLOW, MAGNETIC, 4", ORUSS 02263-FLOW-ORUSS | SIT-0011 | Installed
Municipal Wastewater Treatment Plant | Filtration | USS Odor Control System | E-00001679 | PIPING/DUCTING, ORUSS 02250-PG | SIT-0011 | Installed
Municipal Wastewater Treatment Plant | Filtration | USS Odor Control System | E-00000964 | PUMP 5, RECIRCULATION, ORUSS 02261-ORRP5 | SIT-0011 | Installed | FYBROCPUMP | 1500 | 956587
Municipal Wastewater Treatment Plant | Filtration | USS Odor Control System | E-00002648 | PUMP 6, RECIRCULATION, ORUSS 02262-ORRP6 | SIT-0011 | Installed | FINISHTHOMPSON | UC3210 | UC3210BOCSSAS88721100
Municipal Wastewater Treatment Plant | Filtration | USS Odor Control System | E-00000979 | SCRUBBER, TOWER 3, ORUSS 02255-ORSC3 | SIT-0011 | Installed | RJENVIRO | ONE STAGE COUNTER CURRENT
Municipal Wastewater Treatment Plant | Filtration | USS Odor Control System | E-00002034 | SUPPLY SYSTEM, SEAL WATER, PUMP, RECIRC, ODOR CONTROL, USST | SIT-0011 | Installed
Municipal Wastewater Treatment Plant | Filtration | USS Odor Control System | E-00001680 | VALVES, DUCTING, ORUSS 02250-VG | SIT-0011 | Installed
Municipal Wastewater Treatment Plant | Information Systems | Administrative Computer Network | E-00000892 | COMPUTER 2, GATEWAY, MAINTENANCE 02626-COMP-MAINT2 | SIT-0011 | Installed
Municipal Wastewater Treatment Plant | Information Systems | Administrative Computer Network | E-00001793 | COMPUTER, COMPAQ, HP 6005 PROSMALL (IBWC# ) OFFICE46 | SIT-0011 | Installed | HEWLETTPACKARD | 6005 PROSMALL | MXL03528XF
Municipal Wastewater Treatment Plant | Information Systems | Administrative Computer Network | E-00001752 | COMPUTER, COMPAQ, HP 6005 PROSMALL (IBWC# ) OFFICE5 | SIT-0011 | Installed | HEWLETTPACKARD | 6005 PROSFF | MXL03528XG
Municipal Wastewater Treatment Plant | Information Systems | Administrative Computer Network | E-00001787 | COMPUTER, COMPAQ, HP 6005 PROSMALL (IBWC# 16123) OFFICE40 | SIT-0011 | Installed | HEWLETTPACKARD | 6005 PROSMALL | MXL03528XD
Municipal Wastewater Treatment Plant | Information Systems | Administrative Computer Network | E-00001814 | COMPUTER, DELL OPTIPLEX (IBWC# 16196) OFFICE67 | SIT-0011 | Installed | DELL | OPTIPLEX 760 | 4ZYLFK1
Municipal Wastewater Treatment Plant | Information Systems | Administrative Computer Network | E-00001819 | COMPUTER, DELL OPTIPLEX GX620 OFFICE72 | SIT-0011 | Installed | DELL | GX620 | 97RB0B1
Municipal Wastewater Treatment Plant | Information Systems | Administrative Computer Network | E-00001816 | COMPUTER, DELL PRECISION T1600 (IBWC# 16424) OFFICE69 | SIT-0011 | Installed | DELL | PRECISION T1600 | 55FSGS1
Municipal Wastewater Treatment Plant | Information Systems | Administrative Computer Network | E-00001836 | COMPUTER, DELL PRECISION T3500 (IBWC# 16009) OFFICE89 | SIT-0011 | Installed | DELL | T3500 | 6P92NM1
Municipal Wastewater Treatment Plant | Information Systems | Administrative Computer Network | E-00001838 | COMPUTER, DELL PRECISION T3500 (IBWC# 16102) OFFICE91 | SIT-0011 | Installed | DELL | T3500 | 6P91NM1
Municipal Wastewater Treatment Plant | Information Systems | Administrative Computer Network | E-00001840 | COMPUTER, DELL PRECISION T3500 (IBWC# 16103) OFFICE93 | SIT-0011 | Installed | DELL | T3500 | 6P90NM1
Municipal Wastewater Treatment Plant | Information Systems | Administrative Computer Network | E-00001815 | COMPUTER, DELL PRECISION T3500 (IBWC# 16187) OFFICE68 | SIT-0011 | Installed | DELL | PRECISION T3500 | 61W8DQ1
Municipal Wastewater Treatment Plant | Information Systems | Administrative Computer Network | E-00001813 | COMPUTER, GATEWAY (IBWC# 16733) OFFICE66 | SIT-0011 | Installed | GATEWAY | ATXAEGLX3E6000 | 30187017
Municipal Wastewater Treatment Plant | Information Systems | Administrative Computer Network | E-00001818 | COMPUTER, GATEWAY E-6000 (IBWC# 16716) OFFICE71 | SIT-0011 | Installed | GATEWAY | E-6000 ATXAEG LX2 700X | 28606928
Municipal Wastewater Treatment Plant | Information Systems | Administrative Computer Network | E-00001827 | COMPUTER, HP 6005 PROSMALL (IBWC# ) OFFICE80 | SIT-0011 | Installed | HEWLETTPACKARD | 6005 PROSMALL | 2UA11609YN
Municipal Wastewater Treatment Plant | Information Systems | Administrative Computer Network | E-00001825 | COMPUTER, HP 6005 PROSMALL (IBWC# 16124) OFFICE78 | SIT-0011 | Installed | HEWLETTPACKARD | 6005 PROSMALL | MXL03528XC
Municipal Wastewater Treatment Plant | Information Systems | Administrative Computer Network | E-00001831 | COMPUTER, HP 6460b PROBOOK (IBWC# ) OFFICE84 | SIT-0011 | Installed | HEWLETTPACKARD |  | CNU1480MKP
Municipal Wastewater Treatment Plant | Information Systems | Administrative Computer Network | E-00000891 | COMPUTER, MAINTENANCE 02626-COMP-MM4 | SIT-0011 | Installed
Municipal Wastewater Treatment Plant | Information Systems | Administrative Computer Network | E-00001785 | COMPUTER/MONITOR, LAPTOP, DELL LATITUDE E6500 OFFICE38 | SIT-0011 | Installed | DELL | LATITUDE E6500 | B8PP3M1
Municipal Wastewater Treatment Plant | Information Systems | Administrative Computer Network | E-00001804 | COMPUTER/MONITOR, LAPTOP, HP PROBOOK 6450B OFFICE57 | SIT-0011 | Installed | HEWLETTPACKARD | PROBOOK 6450B | CNU1152FR1
Municipal Wastewater Treatment Plant | Information Systems | Administrative Computer Network | E-00001843 | FAX, CANON F149300 OFFICE96 | SIT-0011 | Installed | CANON | F149300 | UBB11762
Municipal Wastewater Treatment Plant | Information Systems | Administrative Computer Network | E-00001844 | FAX, CANON F149300 OFFICE97 | SIT-0011 | Installed | CANON | F149300 | UBB11754
Municipal Wastewater Treatment Plant | Information Systems | Administrative Computer Network | E-00001748 | FAX, INTELLIFAX, BROTHER 4750E OFFICE1 | SIT-0011 | Installed | BROTHER | 4750E | U60283M6J585108
Municipal Wastewater Treatment Plant | Information Systems | Administrative Computer Network | E-00001817 | MONITOR, 20", DELL OFFICE70 | SIT-0011 | Installed | DELL |  | CN-OVXV49-72872-1B4-AL9S
Municipal Wastewater Treatment Plant | Information Systems | Administrative Computer Network | E-00001837 | MONITOR, 23", DELL (IBWC# 16107) OFFICE90 | SIT-0011 | Installed | DELL |  | 6P92NM1
Municipal Wastewater Treatment Plant | Information Systems | Administrative Computer Network | E-00001839 | MONITOR, 23", DELL (IBWC# 16108) OFFICE92 | SIT-0011 | Installed | DELL |  | 6P91NM1
Municipal Wastewater Treatment Plant | Information Systems | Administrative Computer Network | E-00001841 | MONITOR, 23", DELL (IBWC# 16109) OFFICE94 | SIT-0011 | Installed | DELL |  | 6P90NM1
Municipal Wastewater Treatment Plant | Information Systems | Administrative Computer Network | E-00001811 | MONITOR, 50", LCD, SAMSUNG (IBWC# 16201) OFFICE64 | SIT-0011 | Installed | SAMSUNG | AKWX3CMQ302688L | PN50A450P1DXZA
Municipal Wastewater Treatment Plant | Information Systems | Administrative Computer Network | E-00001810 | MONITOR, 65", LCD, SAMSUNG OFFICE63 | SIT-0011 | Installed | SAMSUNG | LH65MGQLBF/ZA | Z3RNHCJB6000324
Municipal Wastewater Treatment Plant | Information Systems | Administrative Computer Network | E-00001812 | MONITOR, PANASONIC, TH-50PHD5 OFFICE65 | SIT-0011 | Installed | PANASONIC |  | 80107
Municipal Wastewater Treatment Plant | Information Systems | Administrative Computer Network | E-00001795 | MONITOR, VIEW SONIC VA2223WM OFFICE48 | SIT-0011 | Installed | VIEWSONIC | VA2223WM | RH5102600265
Municipal Wastewater Treatment Plant | Information Systems | Administrative Computer Network | E-00001829 | MONITOR, VIEW SONIC VA2223WM OFFICE82 | SIT-0011 | Installed | VIEWSONIC | VA2223WM | S34110600130
Municipal Wastewater Treatment Plant | Information Systems | Administrative Computer Network | E-00001832 | MONITOR, VIEW SONIC VG2428WM OFFICE85 | SIT-0011 | Installed | VIEWSONIC | VG2428WM | S35115000160
Municipal Wastewater Treatment Plant | Information Systems | Administrative Computer Network | E-00001794 | PRINTER, CANON PIXMA MP150 OFFICE47 | SIT-0011 | Installed | CANON | PIXMA MP150
Municipal Wastewater Treatment Plant | Information Systems | Administrative Computer Network | E-00001750 | PRINTER, COMPAQ, HP 6005 PROSFF OFFICE3 | SIT-0011 | Installed | HEWLETTPACKARD | 6005 PROSFF | MXL03528XG
Municipal Wastewater Treatment Plant | Information Systems | Administrative Computer Network | E-00001764 | PRINTER, KONICA MINOLTA C250 OFFICE17 | SIT-0011 | Installed | KONICA | BIZHUB C250 PC203 | 41211620
Municipal Wastewater Treatment Plant | Information Systems | Administrative Computer Network | E-00001758 | PRINTER, LASERJET, BW, HP 4050TN OFFICE11 | SIT-0011 | Installed | HEWLETTPACKARD | 4050TN
Municipal Wastewater Treatment Plant | Information Systems | Administrative Computer Network | E-00001760 | PRINTER, LASERJET, COLOR, HP 2605DN OFFICE13 | SIT-0011 | Installed | HEWLETTPACKARD | 2605DN
Municipal Wastewater Treatment Plant | Information Systems | Administrative Computer Network | E-00001749 | PRINTER, LASERJET, COLOR, HP CP2025 OFFICE2 | SIT-0011 | Installed | HEWLETTPACKARD | CP2025 | CNGSC51184
Municipal Wastewater Treatment Plant | Information Systems | Administrative Computer Network | E-00001784 | PRINTER, LASERJET, COLOR, HP CP2025 OFFICE37 | SIT-0011 | Installed | HEWLETTPACKARD | CP2025 | CNGSB52586
Municipal Wastewater Treatment Plant | Information Systems | Administrative Computer Network | E-00001803 | PRINTER, LASERJET, COLOR, HP CP2025 OFFICE56 | SIT-0011 | Installed | HEWLETTPACKARD | CP2025 | CNGSC51186
Municipal Wastewater Treatment Plant | Information Systems | Administrative Computer Network | E-00001842 | PRINTER, LASERJET, COLOR, HP CP2025 OFFICE95 | SIT-0011 | Installed | HEWLETTPACKARD | CP2025 | CNGSC51181
Municipal Wastewater Treatment Plant | Information Systems | Administrative Computer Network | E-00001765 | PRINTER, MINOLTA DI251 OFFICE18 | SIT-0011 | Installed | MINOLTA | DIALA DI251 | 31731196
Municipal Wastewater Treatment Plant | Information Systems | Administrative Computer Network | E-00001786 | PROJECTOR, LCD, EPSON H368A OFFICE39 | SIT-0011 | Installed | EPSON | H368A | NEGF074764L
Municipal Wastewater Treatment Plant | Information Systems | Administrative Computer Network | E-00000893 | SCANNER, FLATBED, UMAX ASTRA 1200S 02626-SCANNER | SIT-0011 | Installed
Municipal Wastewater Treatment Plant | Information Systems | Fire Safety Monitoring System | E-00000877 | CHARGER, BATTERY, FACP, FACILITY, CL2 01313-CHRG-FACP | SIT-0011 | Installed
Municipal Wastewater Treatment Plant | Information Systems | Fire Safety Monitoring System | E-00000881 | CHARGER, BATTERY, FACP, HW 00100-CHRG-FACP | SIT-0011 | Installed
Municipal Wastewater Treatment Plant | Information Systems | Fire Safety Monitoring System | E-00000883 | CHARGER, BATTERY, FACP, MSB 01301-CHRG-FACP | SIT-0011 | Installed
Municipal Wastewater Treatment Plant | Information Systems | Fire Safety Monitoring System | E-00000885 | CHARGER, BATTERY, FACP, PERSONNEL BLDG 02612-CHRG-FACP2 | SIT-0011 | Installed
Municipal Wastewater Treatment Plant | Information Systems | Fire Safety Monitoring System | E-00000887 | CHARGER, BATTERY, FACP, PST 00422-CHRG-FACP | SIT-0011 | Installed
Municipal Wastewater Treatment Plant | Information Systems | Fire Safety Monitoring System | E-00000889 | CHARGER, BATTERY, FACP, SLUDGE DEWATER 02612-CHRG-FACP1 | SIT-0011 | Installed
Municipal Wastewater Treatment Plant | Information Systems | Fire Safety Monitoring System | E-00000879 | PANEL 3, FIRE ALARM AST-FAP-03 | SIT-0011 | Installed
Municipal Wastewater Treatment Plant | Information Systems | Fire Safety Monitoring System | E-00002463 | PANEL, CONTROL CABINET, C/P BATTERY CHARGER, MISC. PANELS,ATS,TX | SIT-0011 | Installed
Municipal Wastewater Treatment Plant | Information Systems | Fire Safety Monitoring System | E-00002474 | PANEL, CONTROL CABINET, LCP-HW, 1-MISC. PANELS,ATS,TX,SWB | SIT-0011 | Installed
Municipal Wastewater Treatment Plant | Information Systems | Fire Safety Monitoring System | E-00000878 | PANEL, CONTROL, FIRE ALARM, CL2 FACILITY (FACP) 01313-LCP-FACP | SIT-0011 | Installed
Municipal Wastewater Treatment Plant | Information Systems | Fire Safety Monitoring System | E-00000882 | PANEL, CONTROL, FIRE ALARM, HW (FACP) 00100-LCP-FACP | SIT-0011 | Installed
Municipal Wastewater Treatment Plant | Information Systems | Fire Safety Monitoring System | E-00000884 | PANEL, CONTROL, FIRE ALARM, MSG (FACP) 03180-LCP-FACP | SIT-0011 | Installed
Municipal Wastewater Treatment Plant | Information Systems | Fire Safety Monitoring System | E-00000886 | PANEL, CONTROL, FIRE ALARM, PERSONNEL BUILDING (FACP) 02612-LCP-FACP2 | SIT-0011 | Installed
Municipal Wastewater Treatment Plant | Information Systems | Fire Safety Monitoring System | E-00000888 | PANEL, CONTROL, FIRE ALARM, PST (FACP) 00422-LCP-FACP | SIT-0011 | Installed | SIMPLEX | 4002
Municipal Wastewater Treatment Plant | Information Systems | Fire Safety Monitoring System | E-00000890 | PANEL, CONTROL, FIRE ALARM, SLUDGE DEWATERING (FACP) 02612-LCP-FACP1 | SIT-0011 | Installed | SIMPLEX | 4602
Municipal Wastewater Treatment Plant | Information Systems | Fire Safety Monitoring System | E-00000880 | PANEL, LCP-FACP, GENERATOR CONTROL BUILDING 04222-LCP-FACP | SIT-0011 | Installed
Municipal Wastewater Treatment Plant | Information Systems | Plant Communications System | E-00000788 | SYSTEM, TELEPHONE, NORTHSTAR, PERSONNEL BUILDING 02625-PHONE | SIT-0011 | Installed
Municipal Wastewater Treatment Plant | Information Systems | PLC and Remote I/O System | E-00000826 | ANNUNCIATOR, CL2, ADVANCED PRIMARY, PCC 03101-ANN4 | SIT-0011 | Installed
Municipal Wastewater Treatment Plant | Information Systems | PLC and Remote I/O System | E-00000827 | ANNUNCIATOR, PCC, HW AREA 03101-ANN1 | SIT-0011 | Installed
Municipal Wastewater Treatment Plant | Information Systems | PLC and Remote I/O System | E-00000830 | ANNUNCIATOR, PCC, USS 03101-ANN5 | SIT-0011 | Installed
Municipal Wastewater Treatment Plant | Information Systems | PLC and Remote I/O System | E-00000828 | ANNUNCIATOR, PRIMARY SEDIMENTATION, PCC 03101-ANN2 | SIT-0011 | Installed
Municipal Wastewater Treatment Plant | Information Systems | PLC and Remote I/O System | E-00000829 | ANNUNCIATOR, SOLIDS PROCESSING, PCC 03101-ANN3 | SIT-0011 | Installed
Municipal Wastewater Treatment Plant | Information Systems | PLC and Remote I/O System | E-00000817 | CABINET, REMOTE I/O, MSB 01338-LCP-R10MSB | SIT-0011 | Installed
Municipal Wastewater Treatment Plant | Information Systems | PLC and Remote I/O System | E-00000837 | CENTER, CONTROL, PLANT (PCC) 03100-LCP-PCC | SIT-0011 | Installed
Municipal Wastewater Treatment Plant | Information Systems | PLC and Remote I/O System | E-00000838 | EQUIPMENT, CENTER, CONTROL, PLANT (MISC) 03100-PCC-EQUIP | SIT-0011 | Installed
Municipal Wastewater Treatment Plant | Information Systems | PLC and Remote I/O System | E-00000871 | PANEL 1, ANNUNCIATOR, USS 02204-ANN1 | SIT-0011 | Installed
Municipal Wastewater Treatment Plant | Information Systems | PLC and Remote I/O System | E-00000806 | PANEL, ANNUNCIATOR, LCP-HWE, HW 00107-ANN1 | SIT-0011 | Installed
Municipal Wastewater Treatment Plant | Information Systems | PLC and Remote I/O System | E-00000789 | PANEL, ANNUNCIATOR, LCP-SODIUM HYPOCHLORITE, ADVANCED CHLORINATION 01309-ANN1 | SIT-0011 | Installed
Municipal Wastewater Treatment Plant | Information Systems | PLC and Remote I/O System | E-00000861 | PANEL, ANNUNCIATOR, SP 02604-ANN1 | SIT-0011 | Installed
Municipal Wastewater Treatment Plant | Information Systems | PLC and Remote I/O System | E-00002464 | PANEL, CONTROL CABINET, CP - NAOCL - SUMP PUMP 2, ODOR REDUCTION YARD | SIT-0011 | Installed
Municipal Wastewater Treatment Plant | Information Systems | PLC and Remote I/O System | E-00002465 | PANEL, CONTROL CABINET, CP - NAOH-SUMP PUMP 1, ODOR REDUCTION YARD | SIT-0011 | Installed
Municipal Wastewater Treatment Plant | Information Systems | PLC and Remote I/O System | E-00002467 | PANEL, CONTROL CABINET, CP - SPSFG, SLUDGE FEED PUMP/DRIVE GALLERY | SIT-0011 | Installed
Municipal Wastewater Treatment Plant | Information Systems | PLC and Remote I/O System | E-00002470 | PANEL, CONTROL CABINET, LCP - HW (SITE), MISC. PANELS,ATS,TX,SWB | SIT-0011 | Installed | ROCKWELL
Municipal Wastewater Treatment Plant | Information Systems | PLC and Remote I/O System | E-00002471 | PANEL, CONTROL CABINET, LCP - LTG, MISC. PANELS,ATS,TX,SWB | SIT-0011 | Installed | ROCKWELL
Municipal Wastewater Treatment Plant | Information Systems | PLC and Remote I/O System | E-00001933 | PANEL, CONTROL, INFLUENT PUMP 1 | SIT-0011 | Installed | ROCKWELL
Municipal Wastewater Treatment Plant | Information Systems | PLC and Remote I/O System | E-00001934 | PANEL, CONTROL, INFLUENT PUMP 2 | SIT-0011 | Installed | ROCKWELL
Municipal Wastewater Treatment Plant | Information Systems | PLC and Remote I/O System | E-00001935 | PANEL, CONTROL, INFLUENT PUMP 3 | SIT-0011 | Installed | ROCKWELL
Municipal Wastewater Treatment Plant | Information Systems | PLC and Remote I/O System | E-00001936 | PANEL, CONTROL, INFLUENT PUMP 4 | SIT-0011 | Installed | ROCKWELL
Municipal Wastewater Treatment Plant | Information Systems | PLC and Remote I/O System | E-00001937 | PANEL, CONTROL, INFLUENT PUMP 5 | SIT-0011 | Installed | ROCKWELL
Municipal Wastewater Treatment Plant | Information Systems | PLC and Remote I/O System | E-00001938 | PANEL, CONTROL, INFLUENT PUMP 6 | SIT-0011 | Installed | ROCKWELL
Municipal Wastewater Treatment Plant | Information Systems | PLC and Remote I/O System | E-00000790 | PANEL, CONTROL, LOCAL, ADVANCED CHLORINATION 01300-LCP-NaOCL | SIT-0011 | Installed
Municipal Wastewater Treatment Plant | Information Systems | PLC and Remote I/O System | E-00000805 | PANEL, CONTROL, LOCAL, HW EAST 00107-LCP-HWE | SIT-0011 | Installed | ROCKWELL
Municipal Wastewater Treatment Plant | Information Systems | PLC and Remote I/O System | E-00000862 | PANEL, CONTROL, LOCAL, SP 02604-LCP-AE | SIT-0011 | Installed
Municipal Wastewater Treatment Plant | Information Systems | PLC and Remote I/O System | E-00000863 | PANEL, CONTROL, LOCAL, SP 02717-LCP-SP | SIT-0011 | Installed
Municipal Wastewater Treatment Plant | Information Systems | PLC and Remote I/O System | E-00002479 | PANEL, DISCONNECT FUSED, D/C - HVAC UNIT1, ROOF | SIT-0011 | Installed | ROCKWELL
Municipal Wastewater Treatment Plant | Information Systems | PLC and Remote I/O System | E-00002478 | PANEL, DISCONNECT FUSED, D/C - HVAC UNIT1, ROOFS | SIT-0011 | Installed | ROCKWELL
Municipal Wastewater Treatment Plant | Information Systems | PLC and Remote I/O System | E-00002480 | PANEL, DISCONNECT FUSED, D/C - HVAC UNIT2, ROOFS | SIT-0011 | Installed | ROCKWELL
Municipal Wastewater Treatment Plant | Information Systems | PLC and Remote I/O System | E-00002481 | PANEL, DISCONNECT FUSED, D/C - ISOLATION PUMP, UTILITY MAIN | SIT-0011 | Installed | ROCKWELL
Municipal Wastewater Treatment Plant | Information Systems | PLC and Remote I/O System | E-00000810 | PANEL, INTERFACE, OPERATOR, LCP-HWE, HW 00108-OI-WKSTN | SIT-0011 | Installed
Municipal Wastewater Treatment Plant | Information Systems | PLC and Remote I/O System | E-00000860 | PANEL, INTERFACE, OPERATOR, LCP-SP, SP 02205-OI-WKSTN | SIT-0011 | Installed
Municipal Wastewater Treatment Plant | Information Systems | PLC and Remote I/O System | E-00000870 | PANEL, INTERFACE, OPERATOR, POLYDYNE, LCP-SP, SP 02205-OI-WKSTN-POLYDYNE | SIT-0011 | Installed
Municipal Wastewater Treatment Plant | Information Systems | PLC and Remote I/O System | E-00000839 | PLC 1, CENTER, CONTROL, PLANT 03102-PLC-PCC1 | SIT-0011 | Installed | ALLENBRADLEY
Municipal Wastewater Treatment Plant | Information Systems | PLC and Remote I/O System | E-00000801 | PLC 1, CONTROL BUILDING, GENERATOR 04200-GEN-PLC1 | SIT-0011 | Installed | ALLENBRADLEY
Municipal Wastewater Treatment Plant | Information Systems | PLC and Remote I/O System | E-00000800 | PLC 1, EDS 01540-PLC1-EDS | SIT-0011 | Installed | ALLENBRADLEY
Municipal Wastewater Treatment Plant | Information Systems | PLC and Remote I/O System | E-00000811 | PLC 1, HW 00107-PLC-HWE1 | SIT-0011 | Installed | ALLENBRADLEY
Municipal Wastewater Treatment Plant | Information Systems | PLC and Remote I/O System | E-00001090 | PLC 1, JB-1 00100-PLC-JB1 | SIT-0011 | Installed | ALLENBRADLEY
Municipal Wastewater Treatment Plant | Information Systems | PLC and Remote I/O System | E-00000815 | PLC 1, LCP-LS1, LIME STABILIZATION 02800-LS1-PLC1 | SIT-0011 | Installed | ALLENBRADLEY
Municipal Wastewater Treatment Plant | Information Systems | PLC and Remote I/O System | E-00000816 | PLC 1, LCP-LS2, LIME STABILIZATION 02800-LS2-PLC1 | SIT-0011 | Installed | ALLENBRADLEY
Municipal Wastewater Treatment Plant | Information Systems | PLC and Remote I/O System | E-00000866 | PLC 1, MAKEUP, POLYMER, SOLIDS PROCESSING 02204-PLC-POLYDYNE | SIT-0011 | Installed | ALLENBRADLEY
Municipal Wastewater Treatment Plant | Information Systems | PLC and Remote I/O System | E-00000807 | PLC 1, ODOR REDUCTION, HW 00350-PLC-ORHW1 | SIT-0011 | Installed | ALLENBRADLEY
Municipal Wastewater Treatment Plant | Information Systems | PLC and Remote I/O System | E-00000845 | PLC 1, ODOR REDUCTION, PST 00419-PLC-ORPST1 | SIT-0011 | Installed | ALLENBRADLEY
Municipal Wastewater Treatment Plant | Information Systems | PLC and Remote I/O System | E-00000872 | PLC 1, ODOR REDUCTION, USS 02250-PLC-ORUSS1 | SIT-0011 | Installed | ALLENBRADLEY
Municipal Wastewater Treatment Plant | Information Systems | PLC and Remote I/O System | E-00000822 | PLC 1, ORSP 03700-PLC-ORSP1 | SIT-0011 | Installed | ALLENBRADLEY
Municipal Wastewater Treatment Plant | Information Systems | PLC and Remote I/O System | E-00000834 | PLC 1, PANEL, PERC 00640-PERC-PLC1 | SIT-0011 | Installed | ALLENBRADLEY
Municipal Wastewater Treatment Plant | Information Systems | PLC and Remote I/O System | E-00000831 | PLC 1, PEB 00620-PLC-PEB1 | SIT-0011 | Installed | ALLENBRADLEY
Municipal Wastewater Treatment Plant | Information Systems | PLC and Remote I/O System | E-00000858 | PLC 1, REMOTE, SODIUM HYPOCHLORITE 01309-RPLC-NaOCL1 | SIT-0011 | Installed | ALLENBRADLEY | PLC5
Municipal Wastewater Treatment Plant | Information Systems | PLC and Remote I/O System | E-00000856 | PLC 1, SODIUM HYPOCHLORITE 01309-PLC-NaOCL1 | SIT-0011 | Installed | ALLENBRADLEY | PLC5
Municipal Wastewater Treatment Plant | Information Systems | PLC and Remote I/O System | E-00000864 | PLC 1, SOLIDS PROCESSING 02204-PLC-SP1 | SIT-0011 | Installed | ALLENBRADLEY
Municipal Wastewater Treatment Plant | Information Systems | PLC and Remote I/O System | E-00000840 | PLC 2, CENTER, CONTROL, PLANT 03102-PLC-PCC2 | SIT-0011 | Installed | ALLENBRADLEY
Municipal Wastewater Treatment Plant | Information Systems | PLC and Remote I/O System | E-00000802 | PLC 2, CONTROL BUILDING, GENERATOR 04200-GEN-PLC2 | SIT-0011 | Installed | ALLENBRADLEY
Municipal Wastewater Treatment Plant | Information Systems | PLC and Remote I/O System | E-00000812 | PLC 2, HW 00107-PLC-HWE2 | SIT-0011 | Installed | ALLENBRADLEY
Municipal Wastewater Treatment Plant | Information Systems | PLC and Remote I/O System | E-00000808 | PLC 2, ODOR REDUCTION, HW 00350-PLC-ORHW2 | SIT-0011 | Installed | ALLENBRADLEY
Municipal Wastewater Treatment Plant | Information Systems | PLC and Remote I/O System | E-00000846 | PLC 2, ODOR REDUCTION, PST 00419-PLC-ORPST2 | SIT-0011 | Installed | ALLENBRADLEY
Municipal Wastewater Treatment Plant | Information Systems | PLC and Remote I/O System | E-00000873 | PLC 2, ODOR REDUCTION, USS 02250-PLC-ORUSS2 | SIT-0011 | Installed | ALLENBRADLEY
Municipal Wastewater Treatment Plant | Information Systems | PLC and Remote I/O System | E-00000823 | PLC 2, ORSP 03700-PLC-ORSP2 | SIT-0011 | Installed | ALLENBRADLEY
Municipal Wastewater Treatment Plant | Information Systems | PLC and Remote I/O System | E-00000835 | PLC 2, PANEL, PERC 00640-PERC-PLC2 | SIT-0011 | Installed | ALLENBRADLEY
Municipal Wastewater Treatment Plant | Information Systems | PLC and Remote I/O System | E-00000832 | PLC 2, PEB 00620-PLC-PEB2 | SIT-0011 | Installed | ALLENBRADLEY
Municipal Wastewater Treatment Plant | Information Systems | PLC and Remote I/O System | E-00000859 | PLC 2, REMOTE, SODIUM HYPOCHLORITE 01309-RPLC-NaOCL2 | SIT-0011 | Installed | ALLENBRADLEY | PLC5
Municipal Wastewater Treatment Plant | Information Systems | PLC and Remote I/O System | E-00000857 | PLC 2, SODIUM HYPOCHLORITE 01309-PLC-NaOCL2 | SIT-0011 | Installed | ALLENBRADLEY | PLC5
Municipal Wastewater Treatment Plant | Information Systems | PLC and Remote I/O System | E-00000865 | PLC 2, SOLIDS PROCESSING 02204-PLC-SP2 | SIT-0011 | Installed | ALLENBRADLEY
Municipal Wastewater Treatment Plant | Information Systems | PLC and Remote I/O System | E-00000809 | PLC I/O 1, REMOTE, ODOR REDUCTION, HW 00350-RPLC-ORHW1 | SIT-0011 | Installed | ALLENBRADLEY
Municipal Wastewater Treatment Plant | Information Systems | PLC and Remote I/O System | E-00000874 | PLC I/O 1, REMOTE, ODOR REDUCTION, USS 02250-RPLC-ORUSS1 | SIT-0011 | Installed | ALLENBRADLEY
Municipal Wastewater Treatment Plant | Information Systems | PLC and Remote I/O System | E-00000819 | PLC I/O 2, REMOTE, ODOR REDUCTION, HW 00350-RPLC-ORHW2 | SIT-0011 | Installed | ALLENBRADLEY
Municipal Wastewater Treatment Plant | Information Systems | PLC and Remote I/O System | E-00000836 | PLC UNIT, PERSONNEL BUILDING 00025-PLC-PERSONNEL | SIT-0011 | Installed | ALLENBRADLEY
Municipal Wastewater Treatment Plant | Information Systems | PLC and Remote I/O System | E-00000841 | PLC, REMOTE, I/O 1, CENTER, CONTROL, PLANT 03102-RPLC-PCC1 | SIT-0011 | Installed | ALLENBRADLEY
Municipal Wastewater Treatment Plant | Information Systems | PLC and Remote I/O System | E-00000824 | PLC, REMOTE, I/O 1, ORSP 03700-RPLC-ORSP1 | SIT-0011 | Installed | ALLENBRADLEY
Municipal Wastewater Treatment Plant | Information Systems | PLC and Remote I/O System | E-00000833 | PLC, REMOTE, I/O 1, PEB 00620-RPLC-PEB1 | SIT-0011 | Installed | ALLENBRADLEY
Municipal Wastewater Treatment Plant | Information Systems | PLC and Remote I/O System | E-00000867 | PLC, REMOTE, I/O 1, SOLIDS PROCESSING 02204-RPLC-SP1 | SIT-0011 | Installed | ALLENBRADLEY
Municipal Wastewater Treatment Plant | Information Systems | PLC and Remote I/O System | E-00000842 | PLC, REMOTE, I/O 2, CENTER, CONTROL, PLANT 03150-RPLC-PCC2 | SIT-0011 | Installed | ALLENBRADLEY
Municipal Wastewater Treatment Plant | Information Systems | PLC and Remote I/O System | E-00000804 | PLC, REMOTE, I/O 2, HW 00107-RPLC-HWE2 | SIT-0011 | Installed | ALLENBRADLEY
Municipal Wastewater Treatment Plant | Information Systems | PLC and Remote I/O System | E-00000825 | PLC, REMOTE, I/O 2, ORSP 03700-RPLC-ORSP2 | SIT-0011 | Installed | ALLENBRADLEY
Municipal Wastewater Treatment Plant | Information Systems | PLC and Remote I/O System | E-00000868 | PLC, REMOTE, I/O 2, SOLIDS PROCESSING 02204-RPLC-SP2 | SIT-0011 | Installed | ALLENBRADLEY
Municipal Wastewater Treatment Plant | Information Systems | PLC and Remote I/O System | E-00000818 | PLC, REMOTE, I/O 3, MSB 03175-RPLC-NaOCL3 | SIT-0011 | Installed | ALLENBRADLEY
Municipal Wastewater Treatment Plant | Information Systems | PLC and Remote I/O System | E-00001733 | UPS, CABINET, REMOTE I/O, MSB 01338-UPS | SIT-0011 | Installed
Municipal Wastewater Treatment Plant | Information Systems | PLC and Remote I/O System | E-00001744 | UPS, CENTER, CONTROL, PLANT (PCC) 03100-UPS | SIT-0011 | Installed
Municipal Wastewater Treatment Plant | Information Systems | PLC and Remote I/O System | E-00001732 | UPS, PANEL, CONTROL, LOCAL, ADVANCED CHLORINATION 01300-UPS | SIT-0011 | Installed
Municipal Wastewater Treatment Plant | Information Systems | PLC and Remote I/O System | E-00001726 | UPS, PANEL, CONTROL, LOCAL, HW EAST 00107-UPS | SIT-0011 | Installed
Municipal Wastewater Treatment Plant | Information Systems | PLC and Remote I/O System | E-00001741 | UPS, PANEL, CONTROL, LOCAL, SP 02717-UPS | SIT-0011 | Installed
Municipal Wastewater Treatment Plant | Information Systems | PLC and Remote I/O System | E-00000820 | WORKSTATION, INTERFACE, OPERATOR, LCP-ORHW 00350-OI-WKSTN | SIT-0011 | Installed
Municipal Wastewater Treatment Plant | Information Systems | PLC and Remote I/O System | E-00000869 | WORKSTATION, INTERFACE, OPERATOR, LCP-ORSP, SP 03700-OI-WKSTN | SIT-0011 | Installed
Municipal Wastewater Treatment Plant | Information Systems | PLC and Remote I/O System | E-00000876 | WORKSTATION, INTERFACE, OPERATOR, LCP-ORUSS, USS 02250-OI-WKSTN | SIT-0011 | Installed
Municipal Wastewater Treatment Plant | Information Systems | PLC and Remote I/O System | E-00000814 | WORKSTATION, INTERFACE, OPERATOR, LCP-SODIUM HYPOCHLORITE 01306-OI-WKSTN | SIT-0011 | Installed
Municipal Wastewater Treatment Plant | Information Systems | PLC and Remote I/O System | E-00000875 | WORKSTATION, INTERFACE, OPERATOR, LCP-SP, USS 02203-ORUSS-WKSTN | SIT-0011 | Installed
Municipal Wastewater Treatment Plant | Information Systems | PLC and Remote I/O System | E-00000821 | WORKSTATION, INTERFACE, OPERATOR, ORPST 00420-OI-WKSTN | SIT-0011 | Installed
Municipal Wastewater Treatment Plant | Information Systems | PLC and Remote I/O System | E-00000848 | WORKSTATION, INTERFACE, OPERATOR, PST 00417-OI-WKSTN | SIT-0011 | Installed
Municipal Wastewater Treatment Plant | Information Systems | PLC and Remote I/O System | E-00000843 | WORKSTATION, INTERFACE, OPERATOR, PST FECL3-POLY 00417-OI-WKSTN-FECL3-POLY | SIT-0011 | Installed
Municipal Wastewater Treatment Plant | Information Systems | PLC and Remote I/O System | E-00000799 | WORKSTATION, PANELVIEW 1200, EDS 01540-WKSTN-EDS | SIT-0011 | Installed
Municipal Wastewater Treatment Plant | Information Systems | SCADA and Network System | E-00000894 | SERVER, COMPUTER 1, DELL 02626-COMP-DELL-SERVER | SIT-0011 | Installed | DELL
Municipal Wastewater Treatment Plant | Liquid Sludge | DAF Compressed Air System | E-00001493 | AIR HANDLING UNIT, COMPRESSOR ROOM, DAF-LCC DAF-HVC-1 | SIT-0011 | Installed
Municipal Wastewater Treatment Plant | Liquid Sludge | DAF Compressed Air System | E-00001495 | COMPRESSOR 1, AIR, DAF DAC1 | SIT-0011 | Installed | INGERSOLLRAND | 2545 | 905060030
Municipal Wastewater Treatment Plant | Liquid Sludge | DAF Compressed Air System | E-00001496 | COMPRESSOR 2, AIR, DAF DAC2 | SIT-0011 | Installed | INGERSOLLRAND | 2545 | 905060031
Municipal Wastewater Treatment Plant | Liquid Sludge | DAF Compressed Air System | E-00001494 | FAN, COMPRESSOR ROOM, DAF-LCC DAFEF-1 | SIT-0011 | Installed
Municipal Wastewater Treatment Plant | Liquid Sludge | DAF Pressurization Pumping System | E-00001699 | PIPING, PRESSURIZATION, DAF DPP-PG | SIT-0011 | Installed
Municipal Wastewater Treatment Plant | Liquid Sludge | DAF Pressurization Pumping System | E-00001522 | PUMP 1, PRESSURIZATION, DAF DPP1 | SIT-0011 | Installed | GOULDPUMPS | 3196 MT/LT | 736F200W3
Municipal Wastewater Treatment Plant | Liquid Sludge | DAF Pressurization Pumping System | E-00001523 | PUMP 2, PRESSURIZATION, DAF DPP2 | SIT-0011 | Installed | GOULDPUMPS | 3196 MT/LT | 736F201W3
Municipal Wastewater Treatment Plant | Liquid Sludge | DAF Pressurization Pumping System | E-00001514 | TANK 1, PRESSURIZATION, DAF DPT1 | SIT-0011 | Installed | HITECH
Municipal Wastewater Treatment Plant | Liquid Sludge | DAF Pressurization Pumping System | E-00001515 | TANK 2, PRESSURIZATION, DAF DPT2 | SIT-0011 | Installed | HITECH
Municipal Wastewater Treatment Plant | Liquid Sludge | DAF Pressurization Pumping System | E-00001700 | VALVES, PRESSURIZATION, DAF DPP-VG | SIT-0011 | Installed
Municipal Wastewater Treatment Plant | Liquid Sludge | Dissolved Air Flotation System | E-00001516 | COLLECTOR 1, SLUDGE, DAF DSC1 | SIT-0011 | Installed | HITECH
Municipal Wastewater Treatment Plant | Liquid Sludge | Dissolved Air Flotation System | E-00001517 | COLLECTOR 2, SLUDGE, DAF DSC2 | SIT-0011 | Installed | HITECH
Municipal Wastewater Treatment Plant | Liquid Sludge | Dissolved Air Flotation System | E-00001502 | PREVENTER, FLOW, BACK, DAF DAFBF-01 | SIT-0011 | Installed
Municipal Wastewater Treatment Plant | Liquid Sludge | Dissolved Air Flotation System | E-00001505 | TANK 1, DAF DAFT1 | SIT-0011 | Installed | HITECH
Municipal Wastewater Treatment Plant | Liquid Sludge | Dissolved Air Flotation System | E-00001506 | TANK 2, DAF DAFT2 | SIT-0011 | Installed | HITECH
Municipal Wastewater Treatment Plant | Liquid Sludge | Power & Controls System | E-00001520 | INDICATOR, LEVEL, TANK 1, PRESSURIZATION, DAF LIT-1604 | SIT-0011 | Installed | ROSEMOUNT | Smart Family | 2161159
Municipal Wastewater Treatment Plant | Liquid Sludge | Power & Controls System | E-00001521 | INDICATOR, LEVEL, TANK 2, PRESSURIZATION, DAF LIT-1614 | SIT-0011 | Installed | ROSEMOUNT | Smart Family | 2161160
Municipal Wastewater Treatment Plant | Liquid Sludge | Power & Controls System | E-00001497 | PANEL 1, CONTROL, AIR, DAF DACP1 | SIT-0011 | Installed | HITECH
Municipal Wastewater Treatment Plant | Liquid Sludge | Power & Controls System | E-00001499 | PANEL 1, CONTROL, BUBBLER DAF DBCP1 | SIT-0011 | Installed | HITECH
Municipal Wastewater Treatment Plant | Liquid Sludge | Power & Controls System | E-00001498 | PANEL 2, CONTROL, AIR, DAF DACP2 | SIT-0011 | Installed | HITECH
Municipal Wastewater Treatment Plant | Liquid Sludge | Power & Controls System | E-00001500 | PANEL 2, CONTROL, BUBBLER DAF DBCP2 | SIT-0011 | Installed | HITECH
Municipal Wastewater Treatment Plant | Liquid Sludge | Power & Controls System | E-00000598 | PANEL, CONTROL, LOCAL, DAF 1 BCP-DAF1 | SIT-0011 | Installed | HITECH
Municipal Wastewater Treatment Plant | Liquid Sludge | Power & Controls System | E-00000599 | PANEL, CONTROL, LOCAL, DAF 2 BCP-DAF2 | SIT-0011 | Installed | HITECH
Municipal Wastewater Treatment Plant | Liquid Sludge | TWAS Sludge Pumping System | E-00000533 | METER, FLOW, OUTLET, DAF, FE/FIT-1610 | SIT-0011 | Installed
Municipal Wastewater Treatment Plant | Liquid Sludge | TWAS Sludge Pumping System | E-00001527 | METER, FLOW, TWAS FIT 1610, KROHNE xx" MAG | SIT-0011 | Installed | KROHNE |  | S1021803
Municipal Wastewater Treatment Plant | Liquid Sludge | TWAS Sludge Pumping System | E-00001528 | PIPING, TWASP TWASPPG | SIT-0011 | Installed
Municipal Wastewater Treatment Plant | Liquid Sludge | TWAS Sludge Pumping System | E-00001525 | PUMP 1, SLUDGE, THICKENED WASTE ACTIVATED (TWAS) TWASP1 | SIT-0011 | Installed | NETZSCH | NM053-01L | USB80654
Municipal Wastewater Treatment Plant | Liquid Sludge | TWAS Sludge Pumping System | E-00002741 | PUMP 2, SLUDGE, THICKENED WASTE ACTIVATED (TWAS) TWASP2 | SIT-0011 | Installed | DISCFLO | 302-10 | 10091
Municipal Wastewater Treatment Plant | Liquid Sludge | TWAS Sludge Pumping System | E-00001529 | VALVES, TWASP TWASPVG | SIT-0011 | Installed
Municipal Wastewater Treatment Plant | Plant Effluent | Effluent Distribution System | E-00001000 | ACTUATOR, GATE 1, BYPASS, EFFLUENT, PRIMARY, EBS 01502-MV-PEBG1 | SIT-0011 | Installed | BALDORELEC
Municipal Wastewater Treatment Plant | Plant Effluent | Effluent Distribution System | E-00000999 | ACTUATOR, GATE 1, EFFLUENT, BLENDED, EBS 01504-MV-BEG1 | SIT-0011 | Installed | BALDORELEC
Municipal Wastewater Treatment Plant | Plant Effluent | Effluent Distribution System | E-00001003 | ACTUATOR, GATE 2, EFFLUENT, SECONDARY, EBS 01503-MV-SEG1 | SIT-0011 | Installed | BALDORELEC
Municipal Wastewater Treatment Plant | Plant Effluent | Effluent Distribution System | E-00000992 | BLEND, EFFLUENT FE/FIT-1506 | SIT-0011 | Installed
Municipal Wastewater Treatment Plant | Plant Effluent | Effluent Distribution System | E-00001001 | GATE 1, BYPASS, EFFLUENT, PRIMARY, EBS 01502-G-SLIDE-PEBG1 | SIT-0011 | Installed | GOLDENHARV | 9C4603FC-C | F397
Municipal Wastewater Treatment Plant | Plant Effluent | Effluent Distribution System | E-00000998 | GATE 1, EFFLUENT, BLENDED, EBS 01504-G-SLIDE-BEG1 | SIT-0011 | Installed | GOLDENHARV | 9C4603FC-C
Municipal Wastewater Treatment Plant | Plant Effluent | Effluent Distribution System | E-00000982 | GATE 1, SLUICE, INLET, DISSIPATION, ENERGY, 144" (ME12) 01540-EDS-ME12 | SIT-0011 | Installed | GOLDENHARV
Municipal Wastewater Treatment Plant | Plant Effluent | Effluent Distribution System | E-00000984 | GATE 1, SLUICE, INLET, WEIR, OVERFLOW, EDS, 72" (ME14) 01540-EDS-ME14 | SIT-0011 | Installed | GOLDENHARV
Municipal Wastewater Treatment Plant | Plant Effluent | Effluent Distribution System | E-00001002 | GATE 2, EFFLUENT, SECONDARY, EBS 01503-G-SLIDE-SEG1 | SIT-0011 | Installed | GOLDENHARV | 9C4603FC-C
Municipal Wastewater Treatment Plant | Plant Effluent | Effluent Distribution System | E-00000983 | GATE 2, SLUICE, INLET, DISSIPATION, ENERGY, 144" (ME13) 01540-EDS-ME13 | SIT-0011 | Installed | GOLDENHARV
Municipal Wastewater Treatment Plant | Plant Effluent | Effluent Distribution System | E-00000985 | GATE 2, SLUICE, INLET, WEIR, OVERFLOW, EDS, 72" (ME15) 01540-EDS-ME15 | SIT-0011 | Installed | GOLDENHARV
Municipal Wastewater Treatment Plant | Plant Effluent | Effluent Distribution System | E-00001013 | GATE, SLUICE, EFFLUENT, PRIMARY PEG | SIT-0011 | Installed | GOLDENHARV
Municipal Wastewater Treatment Plant | Plant Effluent | Effluent Distribution System | E-00000990 | GATE, SLUICE, INLET, DISTRIBUTION, EFFLUENT, 96" (ME11) 01540-EDS-ME11 | SIT-0011 | Installed | GOLDENHARV
Municipal Wastewater Treatment Plant | Plant Effluent | Effluent Distribution System | E-00000986 | GATE, SLUICE, INLET, SBWRT, EDS, 72" (FUTURE) (ME18) 01540-EDS-ME18 | SIT-0011 | Installed | GOLDENHARV
Municipal Wastewater Treatment Plant | Plant Effluent | Effluent Distribution System | E-00000991 | GATE, SLUICE, RE-USE, MEXICO, EDS, (FUTURE) (ME17) 01540-EDS-ME17 | SIT-0011 | Installed | GOLDENHARV
Municipal Wastewater Treatment Plant | Plant Effluent | Effluent Distribution System | E-00001010 | METER, FLOW, MAGNETIC, 48", PLANT EFFLUENT 01506-FLOW-PE | SIT-0011 | Installed | FISHERPORTER
Municipal Wastewater Treatment Plant | Plant Effluent | Effluent Distribution System | E-00001886 | Meter, NTU, Final Effluent | SIT-0011 | Installed
Municipal Wastewater Treatment Plant | Plant Effluent | Effluent Distribution System | E-00001014 | PIPE, OUTFALL, LAND, SOUTH BAY 01540-SBLO | SIT-0011 | Installed
Municipal Wastewater Treatment Plant | Plant Effluent | Effluent Distribution System | E-00000994 | PIPING, CDWP CDWPPG | SIT-0011 | Installed
Municipal Wastewater Treatment Plant | Plant Effluent | Effluent Distribution System | E-00000996 | PUMP 1, WATER, DILUTION, CHEMICAL CDWP1 | SIT-0011 | Installed | CRANEPUMP | PD3LA | T1451963
Municipal Wastewater Treatment Plant | Plant Effluent | Effluent Distribution System | E-00000997 | PUMP 2, WATER, DILUTION, CHEMICAL CDWP2 | SIT-0011 | Installed | CRANEPUMP | PD3LA | T1451962
Municipal Wastewater Treatment Plant | Plant Effluent | Effluent Distribution System | E-00001012 | SAMPLER, EFFLUENT, FINAL 01507-PE | SIT-0011 | Installed | HACH | AWRS SAMPLER MODEL 9503600 | 173460497085
Municipal Wastewater Treatment Plant | Plant Effluent | Effluent Distribution System | E-00001006 | STRUCTURE, BLENDING, EFFLUENT, LCP-ES 01500-LCP-ES | SIT-0011 | Installed
Municipal Wastewater Treatment Plant | Plant Effluent | Effluent Distribution System | E-00002646 | SWITCH, STARTER, PB DILUTION, 12-BLENDING STRUCTURE | SIT-0011 | Installed
Municipal Wastewater Treatment Plant | Plant Effluent | Effluent Distribution System | E-00000980 | VALVE 1, BYPASS FC, 144", ENERGY DISSIPATING (ME41) 01540-EDS-ME41 | SIT-0011 | Installed
Municipal Wastewater Treatment Plant | Plant Effluent | Effluent Distribution System | E-00000981 | VALVE 1, BYPASS FC, 144", ENERGY DISSIPATING (ME42) 01540-EDS-ME42 | SIT-0011 | Installed
Municipal Wastewater Treatment Plant | Plant Effluent | Effluent Distribution System | E-00000995 | VALVES, CDWP CDWPVG | SIT-0011 | Installed
Municipal Wastewater Treatment Plant | Plant Effluent | Power & Controls System | E-00001007 | ANNUNCIATOR 1, LCP-ES, STRUCTURE, EFFLUENT 01500-ANN1 | SIT-0011 | Installed
Municipal Wastewater Treatment Plant | Plant Effluent | Power & Controls System | E-00001004 | METER, CONTROL, LEVEL, EDS, (ULTRASONIC) 01540-LVL-EDS | SIT-0011 | Installed
Municipal Wastewater Treatment Plant | Plant Effluent | Power & Controls System | E-00001005 | PANEL, CONTROL, LOCAL, EDS 01540-LCP-EDS | SIT-0011 | Installed
Municipal Wastewater Treatment Plant | Plant Effluent | Power & Controls System | E-00001734 | UPS, PANEL, CONTROL, LOCAL, STRUCTURE, BLENDING, EFFLUENT, LCP-ES 01500-UPS | SIT-0011 | Installed
Municipal Wastewater Treatment Plant | Power | HV Power Distribution System | E-00001177 | A-BUS, MSG, CONTROL, GENERATOR 01350-MSG-A_BUS | SIT-0011 | Installed
Municipal Wastewater Treatment Plant | Power | HV Power Distribution System | E-00001178 | B-BUS, MSG, CONTROL, GENERATOR 01360-MSG-B_BUS | SIT-0011 | Installed
Municipal Wastewater Treatment Plant | Power | HV Power Distribution System | E-00001185 | BREAKER, GROUND, MSB 01300-MSG-GBREAKER | SIT-0011 | Installed
Municipal Wastewater Treatment Plant | Power | HV Power Distribution System | E-00001229 | BREAKER, TIE, 4000AF/2000AT BRK-TIE | SIT-0011 | Installed
Municipal Wastewater Treatment Plant | Power | HV Power Distribution System | E-00001243 | CABINET, TEST, VCB 03178-VCB | SIT-0011 | Installed
Municipal Wastewater Treatment Plant | Power | HV Power Distribution System | E-00001184 | DATALOGGER, ADS, MSB 01300-ADS-DATALOGGER | SIT-0011 | Installed
Municipal Wastewater Treatment Plant | Power | HV Power Distribution System | E-00001131 | PANEL, CONTROL, MSG - RTU-MSB 03175-LCP-RTU | SIT-0011 | Installed
Municipal Wastewater Treatment Plant | Power | HV Power Distribution System | E-00001189 | PANEL, CONTROL, SWITCHGEAR, MAIN, MSG 03175-LCP-MSG | SIT-0011 | Installed
Municipal Wastewater Treatment Plant | Power | HV Power Distribution System | E-00001224 | PANEL, MONITORING, METERING EQUIPMENT, SDG&E 03178-SDGE | SIT-0011 | Installed
Municipal Wastewater Treatment Plant | Power | HV Power Distribution System | E-00001117 | PANEL, STATUS, DISTRIBUTION, POWER, 12KV 03150-LCP-12KV | SIT-0011 | Installed
Municipal Wastewater Treatment Plant | Power | HV Power Distribution System | E-00001173 | PANEL, SWITCHGEAR, MAIN, GENERATOR 1&2 04204-MSG-GEN1 | SIT-0011 | Installed
Municipal Wastewater Treatment Plant | Power | HV Power Distribution System | E-00002538 | PANELBOARD, DPC5, 1-MISC. PANELS,ATS,TX,SWB | SIT-0011 | Installed
Municipal Wastewater Treatment Plant | Power | HV Power Distribution System | E-00002539 | PANELBOARD, DPC6, 1-MISC. PANELS,TX, ATS | SIT-0011 | Installed
Municipal Wastewater Treatment Plant | Power | HV Power Distribution System | E-00002540 | PANELBOARD, DPC7, 6-TRUCKERS DRIVEWAY | SIT-0011 | Installed | ASCOPOWER | 7000 SERIES | 3089403
Municipal Wastewater Treatment Plant | Power | HV Power Distribution System | E-00002542 | PANELBOARD, DPC9, 1-MISC. PANELS,TX | SIT-0011 | Installed
Municipal Wastewater Treatment Plant | Power | HV Power Distribution System | E-00001180 | SUBSTATION, TRANSFORMER, 12KV, HW 00240-SUBSTATION, A & B | SIT-0011 | Installed
Municipal Wastewater Treatment Plant | Power | HV Power Distribution System | E-00001219 | SUBSTATION, TRANSFORMER, 12KV, PST 00482-SUBSTATION, A & B | SIT-0011 | Installed
Municipal Wastewater Treatment Plant | Power | HV Power Distribution System | E-00001226 | SUBSTATION, TRANSFORMER, 12KV, SP 02633-SUBSTATION, A & B | SIT-0011 | Installed
Municipal Wastewater Treatment Plant | Power | HV Power Distribution System | E-00002166 | SWITCH, TRANSFER (ATS), AST-TSP12B | SIT-0011 | Installed | ASCOPOWER | 7000 SERIES | 3089403
Municipal Wastewater Treatment Plant | Power | HV Power Distribution System | E-00002167 | SWITCH, TRANSFER (ATS), AST-TSP14 | SIT-0011 | Installed | ASCOPOWER | 7000 SERIES | 3089403
Municipal Wastewater Treatment Plant | Power | HV Power Distribution System | E-00002165 | SWITCH, TRANSFER (ATS), MCC, SST1, AST-TSP12A | SIT-0011 | Installed | ASCOPOWER | 7000 SERIES | 3089403
Municipal Wastewater Treatment Plant | Power | HV Power Distribution System | E-00001190 | SWITCH, TRANSFER (ATS), PANEL, POWER, DISTRIBUTION, MSG DPC8 01336-TSC8 | SIT-0011 | Installed
Municipal Wastewater Treatment Plant | Power | HV Power Distribution System | E-00001191 | SWITCH, TRANSFER (ATS), PANEL, POWER, DISTRIBUTION, MSG DPL8 01336-TSL8 | SIT-0011 | Installed
Municipal Wastewater Treatment Plant | Power | HV Power Distribution System | E-00001227 | SWITCH, TRANSFER (ATS), PANEL, POWER, DISTRIBUTION, SP DPC5 02621-TSC5 | SIT-0011 | Installed
Municipal Wastewater Treatment Plant | Power | HV Power Distribution System | E-00001228 | SWITCH, TRANSFER (ATS), PANEL, POWER, DISTRIBUTION, SP DPL5 02621-TSL5 | SIT-0011 | Installed
Municipal Wastewater Treatment Plant | Power | HV Power Distribution System | E-00001217 | SWITCH, TRANSFER (ATS), POWER AST-TSP-11 | SIT-0011 | Installed | ASCOPOWER | 7000 SERIES | 3089403
Municipal Wastewater Treatment Plant | Power | HV Power Distribution System | E-00001218 | SWITCH, TRANSFER (ATS), POWER SST-TSP-12 | SIT-0011 | Installed | ASCOPOWER | 7000 SERIES | 3089403
Municipal Wastewater Treatment Plant | Power | HV Power Distribution System | E-00001195 | SWITCH, TRANSFER (ATS), POWER, DISTRIBUTION, PERSONNEL DPC6 02623-TSC6 | SIT-0011 | Installed
Municipal Wastewater Treatment Plant | Power | HV Power Distribution System | E-00002457 | SWITCH, TRANSFER (ATS), TSC1, MISC. PANELS,ATS,TX | SIT-0011 | Installed
Municipal Wastewater Treatment Plant | Power | HV Power Distribution System | E-00002458 | SWITCH, TRANSFER (ATS), TSC4, MISC. PANELS,ATS,TX,SWB | SIT-0011 | Installed
Municipal Wastewater Treatment Plant | Power | HV Power Distribution System | E-00002459 | SWITCH, TRANSFER (ATS), TSC5, MISC. PANELS,ATS,TX,SWB | SIT-0011 | Installed
Municipal Wastewater Treatment Plant | Power | HV Power Distribution System | E-00002460 | SWITCH, TRANSFER (ATS), TSL5, MISC. PANELS,ATS,TX,SWB | SIT-0011 | Installed
Municipal Wastewater Treatment Plant | Power | HV Power Distribution System | E-00002461 | SWITCH, TRANSFER (ATS), TSL6, MISC. PANELS,TX, ATS | SIT-0011 | Installed
Municipal Wastewater Treatment Plant | Power | HV Power Distribution System | E-00001230 | TRANSFORMER, 12KV-460/277V AST-T-5A | SIT-0011 | Installed
Municipal Wastewater Treatment Plant | Power | HV Power Distribution System | E-00001231 | TRANSFORMER, 12KV-460/277V AST-T-5B | SIT-0011 | Installed
Municipal Wastewater Treatment Plant | Power | HV Power Distribution System | E-00001232 | TRANSFORMER, 12KV-460/277V SST-T-6A | SIT-0011 | Installed | ABBAUTO | 1LUJ | 10JC507060001
Municipal Wastewater Treatment Plant | Power | HV Power Distribution System | E-00001233 | TRANSFORMER, 12KV-460/277V SST-T-6B | SIT-0011 | Installed | ABBAUTO | 1LUJ | 10JC507040001
Municipal Wastewater Treatment Plant | Power | HV Power Distribution System | E-00001174 | TRANSFORMER, DISTRIBUTION, GENERATOR BUILDING 04230-TSP-20 | SIT-0011 | Installed | CUTLERHAMMER
Municipal Wastewater Treatment Plant | Power | HV Power Distribution System | E-00001166 | TRANSFORMER, TC, ADV CHLORINATION BUILDING 01310-TC2-TRANSFORMER | SIT-0011 | Installed | HAMMOND
Municipal Wastewater Treatment Plant | Power | HV Power Distribution System | E-00001192 | TRANSFORMER, TC6, PERSONNEL BUILDING 02600-TC6_TRANFORMER | SIT-0011 | Installed
Municipal Wastewater Treatment Plant | Power | HV Power Distribution System | E-00001186 | TRANSFORMER, TC8, MSB 01300-TC8-TRANSFORMER | SIT-0011 | Installed
Municipal Wastewater Treatment Plant | Power | HV Power Distribution System | E-00001167 | TRANSFORMER, TL, ADV CHLORINATION BUILDING 01310-TL2-TRANSFORMER | SIT-0011 | Installed
Municipal Wastewater Treatment Plant | Power | HV Power Distribution System | E-00001193 | TRANSFORMER, TL6, PERSONNEL BUILDING 02600-TL6_TRANFORMER | SIT-0011 | Installed
Municipal Wastewater Treatment Plant | Power | HV Power Distribution System | E-00001187 | TRANSFORMER, TL8, MSB 01300-TL8-TRANSFORMER | SIT-0011 | Installed
Municipal Wastewater Treatment Plant | Power | HV Power Distribution System | E-00001179 | TRANSFORMER, TLC-20, GENERATOR CONTROL ROOM 04220-TLC-20 | SIT-0011 | Installed
Municipal Wastewater Treatment Plant | Power | HV Power Distribution System | E-00001168 | TRANSFORMER, TM, ADV CHLORINATION BUILDING 01310-TM2-TRANSFORMER | SIT-0011 | Installed
Municipal Wastewater Treatment Plant | Power | HV Power Distribution System | E-00001194 | TRANSFORMER, TM6, PERSONNEL BUILDING 02600-TM6_TRANFORMER | SIT-0011 | Installed
Municipal Wastewater Treatment Plant | Power | HV Power Distribution System | E-00001745 | UPS, PANEL, STATUS, DISTRIBUTION, POWER, 12KV 03150-UPS | SIT-0011 | Installed
Municipal Wastewater Treatment Plant | Power | LV Power Distribution & MCC System | E-00001853 | ASSEMBLY, FILTER, AIR, MCC, Blower Bldg, Purafil | SIT-0011 | Installed
Municipal Wastewater Treatment Plant | Power | LV Power Distribution & MCC System | E-00001852 | ASSEMBLY, FILTER, AIR, MCC, Headworks, Purafil | SIT-0011 | Installed
Municipal Wastewater Treatment Plant | Power | LV Power Distribution & MCC System | E-00001138 | ASSEMBLY, FILTER, AIR, MCC, PRIMARY SEDIMENTATION 00423-PURAFIL | SIT-0011 | Installed
Municipal Wastewater Treatment Plant | Power | LV Power Distribution & MCC System | E-00001147 | ASSEMBLY, FILTER, AIR, MCC, SP 02614-PURAFIL | SIT-0011 | Installed
Municipal Wastewater Treatment Plant | Power | LV Power Distribution & MCC System | E-00001854 | ASSEMBLY, FILTER, AIR, MCC, SST/RAS, Purafil | SIT-0011 | Installed
Municipal Wastewater Treatment Plant | Power | LV Power Distribution & MCC System | E-00000570 | BREAKER, MAIN BUSS A, 4000AF/3200AT LSIG, A ACB BRK-A | SIT-0011 | Installed
Municipal Wastewater Treatment Plant | Power | LV Power Distribution & MCC System | E-00000571 | BREAKER, MAIN BUSS B, 4000AF/3200AT LSIG, A ACB BRK-B | SIT-0011 | Installed
Municipal Wastewater Treatment Plant | Power | LV Power Distribution & MCC System | E-00000559 | BUS "A" FEEDER 801 MCC-ASTN1 | SIT-0011 | Installed | EATON | RC00708007
Municipal Wastewater Treatment Plant | Power | LV Power Distribution & MCC System | E-00000560 | BUS "A" FEEDER 803 MCC-ASTN2 | SIT-0011 | Installed | EATON | RC00708007
Municipal Wastewater Treatment Plant | Power | LV Power Distribution & MCC System | E-00000561 | BUS "B" FEEDER 802 MCC-ASTN1 | SIT-0011 | Installed | EATON | RC00708007
Municipal Wastewater Treatment Plant | Power | LV Power Distribution & MCC System | E-00000562 | BUS "B" FEEDER 804 MCC-ASTN2 | SIT-0011 | Installed | EATON | RC00708007
Municipal Wastewater Treatment Plant | Power | LV Power Distribution & MCC System | E-00001119 | DISTRIBUTION, DPC2, ADVANCED CHLORINATION 01310-DPC2 | SIT-0011 | Installed
Municipal Wastewater Treatment Plant | Power | LV Power Distribution & MCC System | E-00001120 | DISTRIBUTION, DPL2, ADVANCED CHLORINATION 01310-DPL2 | SIT-0011 | Installed
Municipal Wastewater Treatment Plant | Power | LV Power Distribution & MCC System | E-00001123 | DISTRIBUTION, DPLC-20, CONTROL ROOM, GENERATOR 04220-DPLC-20 | SIT-0011 | Installed | GENERALELECTRIC | A SERIES
Municipal Wastewater Treatment Plant | Power | LV Power Distribution & MCC System | E-00001121 | DISTRIBUTION, DPM2, ADVANCED CHLORINATION 01310-DPM2 | SIT-0011 | Installed
Municipal Wastewater Treatment Plant | Power | LV Power Distribution & MCC System | E-00001124 | DISTRIBUTION, DPP-20 480V, CONTROL ROOM, GENERATOR 04220-DPP-20 | SIT-0011 | Installed | GENERALELECTRIC | A SERIES | 162-DM71046
Municipal Wastewater Treatment Plant | Power | LV Power Distribution & MCC System | E-00001118 | DISTRIBUTION, DPP2 AND DPP2A, SODIUM HYPOCHLORITE, ADVANCED CHLORINATION 01310-D | SIT-0011 | Installed
Municipal Wastewater Treatment Plant | Power | LV Power Distribution & MCC System | E-00001868 | Lighting, Grounds Area LG-12, South Fence Area | SIT-0011 | Installed
Municipal Wastewater Treatment Plant | Power | LV Power Distribution & MCC System | E-00002218 | MCC-HWE, Bucket,EF1 | SIT-0011 | Installed
Municipal Wastewater Treatment Plant | Power | LV Power Distribution & MCC System | E-00002219 | MCC-HWE, Bucket,EF2 | SIT-0011 | Installed
Municipal Wastewater Treatment Plant | Power | LV Power Distribution & MCC System | E-00002220 | MCC-HWE, Bucket,EF3 | SIT-0011 | Installed
Municipal Wastewater Treatment Plant | Power | LV Power Distribution & MCC System | E-00002238 | MCC-HWE, Bucket,GC1 | SIT-0011 | Installed
Municipal Wastewater Treatment Plant | Power | LV Power Distribution & MCC System | E-00002239 | MCC-HWE, Bucket,GC2 | SIT-0011 | Installed
Municipal Wastewater Treatment Plant | Power | LV Power Distribution & MCC System | E-00002240 | MCC-HWE, Bucket,GDO / CNVIP | SIT-0011 | Installed
Municipal Wastewater Treatment Plant | Power | LV Power Distribution & MCC System | E-00002268 | MCC-HWE, Bucket,Main Breaker "A" | SIT-0011 | Installed
Municipal Wastewater Treatment Plant | Power | LV Power Distribution & MCC System | E-00002276 | MCC-HWE, Bucket,Main Breaker "B" | SIT-0011 | Installed
Municipal Wastewater Treatment Plant | Power | LV Power Distribution & MCC System | E-00002290 | MCC-HWE, Bucket,OREF1 | SIT-0011 | Installed
Municipal Wastewater Treatment Plant | Power | LV Power Distribution & MCC System | E-00002291 | MCC-HWE, Bucket,OREF2 | SIT-0011 | Installed
Municipal Wastewater Treatment Plant | Power | LV Power Distribution & MCC System | E-00002252 | MCC-SPPB, Bucket,HVAC / HWH | SIT-0011 | Installed
Municipal Wastewater Treatment Plant | Power | LV Power Distribution & MCC System | E-00002180 | MCC, BUCKET, ASTDP1 | SIT-0011 | Installed | EATON | RC00708007
Municipal Wastewater Treatment Plant | Power | LV Power Distribution & MCC System | E-00002181 | MCC, BUCKET, ASTGEF1 | SIT-0011 | Installed | EATON | RC00708007
Municipal Wastewater Treatment Plant | Power | LV Power Distribution & MCC System | E-00002182 | MCC, BUCKET, ASTGEF2 | SIT-0011 | Installed | EATON | RC00708007
Municipal Wastewater Treatment Plant | Power | LV Power Distribution & MCC System | E-00002183 | MCC, BUCKET, ASTSP1 | SIT-0011 | Installed | EATON | RC00708007
Municipal Wastewater Treatment Plant | Power | LV Power Distribution & MCC System | E-00002184 | MCC, BUCKET, ASTSP2 | SIT-0011 | Installed | EATON | RC00708007
Municipal Wastewater Treatment Plant | Power | LV Power Distribution & MCC System | E-00002185 | MCC, BUCKET, ASTSP3 | SIT-0011 | Installed | EATON | RC00708007
Municipal Wastewater Treatment Plant | Power | LV Power Distribution & MCC System | E-00002186 | MCC, BUCKET, ASTSP5 | SIT-0011 | Installed | EATON | RC00708007
Municipal Wastewater Treatment Plant | Power | LV Power Distribution & MCC System | E-00002193 | MCC, BUCKET, CNV1 | SIT-0011 | Installed
Municipal Wastewater Treatment Plant | Power | LV Power Distribution & MCC System | E-00002194 | MCC, BUCKET, CNV2 | SIT-0011 | Installed
Municipal Wastewater Treatment Plant | Power | LV Power Distribution & MCC System | E-00002195 | MCC, BUCKET, CONTROL ROOM AC / TM6 | SIT-0011 | Installed
Municipal Wastewater Treatment Plant | Power | LV Power Distribution & MCC System | E-00002207 | MCC, BUCKET, EF1 | SIT-0011 | Installed
Municipal Wastewater Treatment Plant | Power | LV Power Distribution & MCC System | E-00002208 | MCC, BUCKET, EF2 | SIT-0011 | Installed
Municipal Wastewater Treatment Plant | Power | LV Power Distribution & MCC System | E-00002209 | MCC, BUCKET, EF3 | SIT-0011 | Installed
Municipal Wastewater Treatment Plant | Power | LV Power Distribution & MCC System | E-00002210 | MCC, BUCKET, EF4 | SIT-0011 | Installed
Municipal Wastewater Treatment Plant | Power | LV Power Distribution & MCC System | E-00002211 | MCC, BUCKET, EF5 | SIT-0011 | Installed
Municipal Wastewater Treatment Plant | Power | LV Power Distribution & MCC System | E-00002212 | MCC, BUCKET, EF6 | SIT-0011 | Installed
Municipal Wastewater Treatment Plant | Power | LV Power Distribution & MCC System | E-00002213 | MCC, BUCKET, EF7 | SIT-0011 | Installed
Municipal Wastewater Treatment Plant | Power | LV Power Distribution & MCC System | E-00002069 | MCC, BUCKET, MSB ATS - TSP 20 - 1 | SIT-0011 | Installed
Municipal Wastewater Treatment Plant | Power | LV Power Distribution & MCC System | E-00002070 | MCC, BUCKET, MSB ATS - TSP 20-2 | SIT-0011 | Installed
Municipal Wastewater Treatment Plant | Power | LV Power Distribution & MCC System | E-00002095 | MCC, BUCKET, MSB, MAIN BREAKER A | SIT-0011 | Installed
Municipal Wastewater Treatment Plant | Power | LV Power Distribution & MCC System | E-00002098 | MCC, BUCKET, MSB, MAIN BREAKER B | SIT-0011 | Installed
Municipal Wastewater Treatment Plant | Power | LV Power Distribution & MCC System | E-00002105 | MCC, BUCKET, MSB, MINI POWER ZONE | SIT-0011 | Installed
Municipal Wastewater Treatment Plant | Power | LV Power Distribution & MCC System | E-00002157 | MCC, BUCKET, MSB, TIE BREAKER | SIT-0011 | Installed | CUTLERHAMMER | FREEDOM SERIES 2100
Municipal Wastewater Treatment Plant | Power | LV Power Distribution & MCC System | E-00002160 | MCC, BUCKET, MSB, TSC-TSL8 | SIT-0011 | Installed | CUTLERHAMMER | FREEDOM SERIES 2100
Municipal Wastewater Treatment Plant | Power | LV Power Distribution & MCC System | E-00002161 | MCC, BUCKET, MSB, TSC/TSL8 | SIT-0011 | Installed | CUTLERHAMMER | FREEDOM SERIES 2100
Municipal Wastewater Treatment Plant | Power | LV Power Distribution & MCC System | E-00002163 | MCC, BUCKET, MSB, TSP14/FEEDER ACB-BUS A | SIT-0011 | Installed | CUTLERHAMMER | FREEDOM SERIES 2100
Municipal Wastewater Treatment Plant | Power | LV Power Distribution & MCC System | E-00002164 | MCC, BUCKET, MSB, TSP14/FEEDER ACB-BUS B | SIT-0011 | Installed | CUTLERHAMMER | FREEDOM SERIES 2100
Municipal Wastewater Treatment Plant | Power | LV Power Distribution & MCC System | E-00001122 | MCC, EDS 01540-MCC-EDS | SIT-0011 | Installed
Municipal Wastewater Treatment Plant | Power | LV Power Distribution & MCC System | E-00001950 | MCC, GATE ACTUATOR EGTV 3, FEEDER BREAKER | SIT-0011 | Installed
Municipal Wastewater Treatment Plant | Power | LV Power Distribution & MCC System | E-00001953 | MCC, GATE ACTUATOR EGTV 4, FEEDER BREAKER | SIT-0011 | Installed
Municipal Wastewater Treatment Plant | Power | LV Power Distribution & MCC System | E-00001944 | MCC, GATE ACTUATOR, EGTV-1 FEEDER BREAKER | SIT-0011 | Installed
Municipal Wastewater Treatment Plant | Power | LV Power Distribution & MCC System | E-00001945 | MCC, GATE ACTUATOR, EGTV-2 FEEDER BREAKER | SIT-0011 | Installed
Municipal Wastewater Treatment Plant | Power | LV Power Distribution & MCC System | E-00001125 | MCC, HW 00115-MCC-HWE | SIT-0011 | Installed
Municipal Wastewater Treatment Plant | Power | LV Power Distribution & MCC System | E-00001128 | MCC, MSB 03176-MCC-MSB | SIT-0011 | Installed
Municipal Wastewater Treatment Plant | Power | LV Power Distribution & MCC System | E-00002661 | MCC, MSB, BUCKET,HVAC-1 | SIT-0011 | Installed
Municipal Wastewater Treatment Plant | Power | LV Power Distribution & MCC System | E-00002662 | MCC, MSB, BUCKET,HVAC-2 | SIT-0011 | Installed
Municipal Wastewater Treatment Plant | Power | LV Power Distribution & MCC System | E-00001150 | MCC, ODOR REDUCTION, USS 02252-MCC-SPPB | SIT-0011 | Installed
Municipal Wastewater Treatment Plant | Power | LV Power Distribution & MCC System | E-00001951 | MCC, POLELIGHT, FEEDER BREAKER | SIT-0011 | Installed
Municipal Wastewater Treatment Plant | Power | LV Power Distribution & MCC System | E-00001151 | MCC, PUMP, MIX, SLUDGE, USS 02211-MCC-SMP1 | SIT-0011 | Installed
Municipal Wastewater Treatment Plant | Power | LV Power Distribution & MCC System | E-00001148 | MCC, SP 02206-MCC-SPPB | SIT-0011 | Installed
Municipal Wastewater Treatment Plant | Power | LV Power Distribution & MCC System | E-00001149 | MCC, SP 02607-MCC-SP | SIT-0011 | Installed | CUTLERHAMMER | HUSD24457
Municipal Wastewater Treatment Plant | Power | LV Power Distribution & MCC System | E-00001952 | MCC, SUMP PUMP, FEEDER BREAKER | SIT-0011 | Installed
Municipal Wastewater Treatment Plant | Power | LV Power Distribution & MCC System | E-00001954 | MCC, T-12F3, FEEDER BREAKER | SIT-0011 | Installed
Municipal Wastewater Treatment Plant | Power | LV Power Distribution & MCC System | E-00001946 | MCC, T-12G FEEDER BREAKER | SIT-0011 | Installed
Municipal Wastewater Treatment Plant | Power | LV Power Distribution & MCC System | E-00001959 | MCC, WET WELL PUMP 1 | SIT-0011 | Installed
Municipal Wastewater Treatment Plant | Power | LV Power Distribution & MCC System | E-00001958 | MCC, WET WELL PUMP 2 | SIT-0011 | Installed
Municipal Wastewater Treatment Plant | Power | LV Power Distribution & MCC System | E-00000563 | METER, VOLT, C-H IQDP-4130 METER-4130-1 | SIT-0011 | Installed
Municipal Wastewater Treatment Plant | Power | LV Power Distribution & MCC System | E-00000564 | METER, VOLT, C-H IQDP-4130 METER-4130-2 | SIT-0011 | Installed
Municipal Wastewater Treatment Plant | Power | LV Power Distribution & MCC System | E-00000558 | MODULE, INTERFACE, BREAKER BIMPSII | SIT-0011 | Installed
Municipal Wastewater Treatment Plant | Power | LV Power Distribution & MCC System | E-00002091 | PANEL, CONTROL LCP-RLC11 | SIT-0011 | Installed
Municipal Wastewater Treatment Plant | Power | LV Power Distribution & MCC System | E-00002092 | PANEL, CONTROL LCP-RLC12 | SIT-0011 | Installed
Municipal Wastewater Treatment Plant | Power | LV Power Distribution & MCC System | E-00002078 | PANEL, CONTROL PANEL BOARD DCP11A | SIT-0011 | Installed
Municipal Wastewater Treatment Plant | Power | LV Power Distribution & MCC System | E-00002079 | PANEL, CONTROL PANEL BOARD DPC11 | SIT-0011 | Installed
Municipal Wastewater Treatment Plant | Power | LV Power Distribution & MCC System | E-00002080 | PANEL, CONTROL PANEL BOARD DPL12 | SIT-0011 | Installed
Municipal Wastewater Treatment Plant | Power | LV Power Distribution & MCC System | E-00002081 | PANEL, CONTROL PANEL BOARD DPM11 | SIT-0011 | Installed
Municipal Wastewater Treatment Plant | Power | LV Power Distribution & MCC System | E-00002082 | PANEL, CONTROL PANEL BOARD DPM12 | SIT-0011 | Installed
Municipal Wastewater Treatment Plant | Power | LV Power Distribution & MCC System | E-00002083 | PANEL, CONTROL PANEL BOARD DPP11 | SIT-0011 | Installed
Municipal Wastewater Treatment Plant | Power | LV Power Distribution & MCC System | E-00002084 | PANEL, CONTROL PANEL BOARD DPP12 | SIT-0011 | Installed
Municipal Wastewater Treatment Plant | Power | LV Power Distribution & MCC System | E-00002169 | PANEL, CONTROL, RASP1A | SIT-0011 | Installed | CUTLERHAMMER | FREEDOM SERIES 2100
Municipal Wastewater Treatment Plant | Power | LV Power Distribution & MCC System | E-00002168 | PANEL, CONTROL, RASP1B | SIT-0011 | Installed | CUTLERHAMMER | FREEDOM SERIES 2100
Municipal Wastewater Treatment Plant | Power | LV Power Distribution & MCC System | E-00002125 | PANEL, CONTROL, RASP1C | SIT-0011 | Installed | CUTLERHAMMER | FREEDOM SERIES 2100
Municipal Wastewater Treatment Plant | Power | LV Power Distribution & MCC System | E-00002170 | PANEL, CONTROL, WASP1B | SIT-0011 | Installed | CUTLERHAMMER | FREEDOM SERIES 2100
Municipal Wastewater Treatment Plant | Power | LV Power Distribution & MCC System | E-00002074 | PANEL, DISCONNECT NPW2P1 | SIT-0011 | Installed
Municipal Wastewater Treatment Plant | Power | LV Power Distribution & MCC System | E-00002075 | PANEL, DISCONNECT NPW2P2 | SIT-0011 | Installed
Municipal Wastewater Treatment Plant | Power | LV Power Distribution & MCC System | E-00002076 | PANEL, DISCONNECT NPW2P3 | SIT-0011 | Installed
Municipal Wastewater Treatment Plant | Power | LV Power Distribution & MCC System | E-00002077 | PANEL, DISCONNECT NPW2P4 | SIT-0011 | Installed
Municipal Wastewater Treatment Plant | Power | LV Power Distribution & MCC System | E-00001135 | PANEL, DISTRIBUTION, DPC6, PERSONNEL BUILDING 02600-DPC6_PERS | SIT-0011 | Installed
Municipal Wastewater Treatment Plant | Power | LV Power Distribution & MCC System | E-00001126 | PANEL, DISTRIBUTION, DPC8, MSB 01300-DPC8-DISTRIBUTION | SIT-0011 | Installed
Municipal Wastewater Treatment Plant | Power | LV Power Distribution & MCC System | E-00001136 | PANEL, DISTRIBUTION, DPL6, PERSONNEL BUILDING 02600-DPL6_PERS | SIT-0011 | Installed
Municipal Wastewater Treatment Plant | Power | LV Power Distribution & MCC System | E-00001134 | PANEL, DISTRIBUTION, DPL6A, PERSONNEL BUILDING 02600-DPL6A_PERS | SIT-0011 | Installed
Municipal Wastewater Treatment Plant | Power | LV Power Distribution & MCC System | E-00001127 | PANEL, DISTRIBUTION, DPL8, MSB 01300-DPL8-DISTRIBUTION | SIT-0011 | Installed
Municipal Wastewater Treatment Plant | Power | LV Power Distribution & MCC System | E-00001137 | PANEL, DISTRIBUTION, DPM6, PERSONNEL BUILDING 02600-DPM6_PERS | SIT-0011 | Installed
Municipal Wastewater Treatment Plant | Power | LV Power Distribution & MCC System | E-00001200 | PANEL, DISTRIBUTION, POWER, 120/240V 1PH 3W (SPARE PARTS ROOM) DPM-14 | SIT-0011 | Installed
Municipal Wastewater Treatment Plant | Power | LV Power Distribution & MCC System | E-00001196 | PANEL, DISTRIBUTION, POWER, 120/240V 1PH 3W DPM-11 | SIT-0011 | Installed | CUTLERHAMMER | EHD14K
Municipal Wastewater Treatment Plant | Power | LV Power Distribution & MCC System | E-00001197 | PANEL, DISTRIBUTION, POWER, 120/240V 1PH 3W DPM-12 | SIT-0011 | Installed | CUTLERHAMMER | EHD14K
Municipal Wastewater Treatment Plant | Power | LV Power Distribution & MCC System | E-00001198 | PANEL, DISTRIBUTION, POWER, 120/240V 1PH 3W DPM-12A | SIT-0011 | Installed
Municipal Wastewater Treatment Plant | Power | LV Power Distribution & MCC System | E-00001199 | PANEL, DISTRIBUTION, POWER, 120/240V 1PH 3W DPM-9 | SIT-0011 | Installed | CUTLERHAMMER | EHD14K | RC707448
Municipal Wastewater Treatment Plant | Power | LV Power Distribution & MCC System | E-00001209 | PANEL, DISTRIBUTION, POWER, 208/120V 3PH 4W (ROOM 209) DPL-14A | SIT-0011 | Installed
Municipal Wastewater Treatment Plant | Power | LV Power Distribution & MCC System | E-00001210 | PANEL, DISTRIBUTION, POWER, 208/120V 3PH 4W (ROOM 209) DPP-UPS | SIT-0011 | Installed
Municipal Wastewater Treatment Plant | Power | LV Power Distribution & MCC System | E-00001211 | PANEL, DISTRIBUTION, POWER, 208/120V 3PH 4W (SPARE PARTS ROOM) DPL-14 | SIT-0011 | Installed
Municipal Wastewater Treatment Plant | Power | LV Power Distribution & MCC System | E-00001201 | PANEL, DISTRIBUTION, POWER, 208/120V 3PH 4W DPC-1 | SIT-0011 | Installed
Municipal Wastewater Treatment Plant | Power | LV Power Distribution & MCC System | E-00001203 | PANEL, DISTRIBUTION, POWER, 208/120V 3PH 4W DPC-11 | SIT-0011 | Installed | CUTLERHAMMER | HFD65K
Municipal Wastewater Treatment Plant | Power | LV Power Distribution & MCC System | E-00001208 | PANEL, DISTRIBUTION, POWER, 208/120V 3PH 4W DPC-11A | SIT-0011 | Installed | CUTLERHAMMER | HFD65K
Municipal Wastewater Treatment Plant | Power | LV Power Distribution & MCC System | E-00001204 | PANEL, DISTRIBUTION, POWER, 208/120V 3PH 4W DPC-12 | SIT-0011 | Installed | CUTLERHAMMER | EHD14K
Municipal Wastewater Treatment Plant | Power | LV Power Distribution & MCC System | E-00001205 | PANEL, DISTRIBUTION, POWER, 208/120V 3PH 4W DPC-9 | SIT-0011 | Installed | CUTLERHAMMER | EHD14K
Municipal Wastewater Treatment Plant | Power | LV Power Distribution & MCC System | E-00001207 | PANEL, DISTRIBUTION, POWER, 208/120V 3PH 4W DPL-1 | SIT-0011 | Installed | CUTLERHAMMER | HFD65K
Municipal Wastewater Treatment Plant | Power | LV Power Distribution & MCC System | E-00001206 | PANEL, DISTRIBUTION, POWER, 208/120V 3PH 4W DPL-11 | SIT-0011 | Installed | CUTLERHAMMER | EDB22K
Municipal Wastewater Treatment Plant | Power | LV Power Distribution & MCC System | E-00001202 | PANEL, DISTRIBUTION, POWER, 208/120V 3PH 4W DPL-12 | SIT-0011 | Installed
Municipal Wastewater Treatment Plant | Power | LV Power Distribution & MCC System | E-00001216 | PANEL, DISTRIBUTION, POWER, 460 3PH 3W (SPARE PARTS ROOM) DPP-14 | SIT-0011 | Installed
Municipal Wastewater Treatment Plant | Power | LV Power Distribution & MCC System | E-00001212 | PANEL, DISTRIBUTION, POWER, 460 3PH 3W DPP-1 | SIT-0011 | Installed
Municipal Wastewater Treatment Plant | Power | LV Power Distribution & MCC System | E-00001214 | PANEL, DISTRIBUTION, POWER, 460 3PH 3W DPP-11 | SIT-0011 | Installed | CUTLERHAMMER | HFD65K
Municipal Wastewater Treatment Plant | Power | LV Power Distribution & MCC System | E-00001215 | PANEL, DISTRIBUTION, POWER, 460 3PH 3W DPP-12 | SIT-0011 | Installed | CUTLERHAMMER | HFD65K
Municipal Wastewater Treatment Plant | Power | LV Power Distribution & MCC System | E-00001213 | PANEL, DISTRIBUTION, POWER, 460 3PH 3W DPP-3 | SIT-0011 | Installed
Municipal Wastewater Treatment Plant | Power | LV Power Distribution & MCC System | E-00002541 | PANELBOARD, DPC8, 1-MISC. PANELS,ATS,TX | SIT-0011 | Installed
Municipal Wastewater Treatment Plant | Power | LV Power Distribution & MCC System | E-00002107 | SWITCH, STARTER, NPW2P1 | SIT-0011 | Installed
Municipal Wastewater Treatment Plant | Power | LV Power Distribution & MCC System | E-00002108 | SWITCH, STARTER, NPW2P2 | SIT-0011 | Installed
Municipal Wastewater Treatment Plant | Power | LV Power Distribution & MCC System | E-00002109 | SWITCH, STARTER, NPW2P3 | SIT-0011 | Installed
Municipal Wastewater Treatment Plant | Power | LV Power Distribution & MCC System | E-00002106 | SWITCH, STARTER, NPW2P4 | SIT-0011 | Installed
Municipal Wastewater Treatment Plant | Power | LV Power Distribution & MCC System | E-00001182 | SWITCH, TRANSFER (ATS), PANEL, HW, DPC4/DPL4 00240-TSC4 | SIT-0011 | Installed | CUTLERHAMMER
Municipal Wastewater Treatment Plant | Power | LV Power Distribution & MCC System | E-00001221 | SWITCH, TRANSFER (ATS), PANEL, POWER, DISTRIBUTION, PST DPC8 00482-TSC1 | SIT-0011 | Installed
Municipal Wastewater Treatment Plant | Power | LV Power Distribution & MCC System | E-00001181 | SWITCHGEAR, MAIN, 480 VOLT, HW 00240-MSG-HWE | SIT-0011 | Installed
Municipal Wastewater Treatment Plant | Power | LV Power Distribution & MCC System | E-00001225 | SWITCHGEAR, MAIN, 480V, SP 02633-MSG-SP | SIT-0011 | Installed
Municipal Wastewater Treatment Plant | Power | LV Power Distribution & MCC System | E-00001239 | TRANSFORMER, 460/120/208V (ROOM 209) TL-14A | SIT-0011 | Installed | HAMMOND | HPS SENTINEL
Municipal Wastewater Treatment Plant | Power | LV Power Distribution & MCC System | E-00001240 | TRANSFORMER, 460/120/208V (SPARE PARTS ROOM) TL-14 | SIT-0011 | Installed | HAMMOND | HPS SENTINEL
Municipal Wastewater Treatment Plant | Power | LV Power Distribution & MCC System | E-00001234 | TRANSFORMER, 460/120/208V SST-TC-12 | SIT-0011 | Installed | HAMMOND | HPS SENTINEL
Municipal Wastewater Treatment Plant | Power | LV Power Distribution & MCC System | E-00001235 | TRANSFORMER, 460/120/208V SST-TL-12 | SIT-0011 | Installed | HAMMOND | HPS SENTINEL
Municipal Wastewater Treatment Plant | Power | LV Power Distribution & MCC System | E-00001237 | TRANSFORMER, 460/120/208V TC-12A | SIT-0011 | Installed | HAMMOND | HPS SENTINEL
Municipal Wastewater Treatment Plant | Power | LV Power Distribution & MCC System | E-00001238 | TRANSFORMER, 460/120/208V TL-12A | SIT-0011 | Installed | HAMMOND | HPS SENTINEL
Municipal Wastewater Treatment Plant | Power | LV Power Distribution & MCC System | E-00001242 | TRANSFORMER, 460/120/240V (SPARE PARTS ROOM) TM-14 | SIT-0011 | Installed | HAMMOND | HPS SENTINEL
Municipal Wastewater Treatment Plant | Power | LV Power Distribution & MCC System | E-00001236 | TRANSFORMER, 460/120/240V SST-TM-12 | SIT-0011 | Installed | HAMMOND | HPS SENTINEL
Municipal Wastewater Treatment Plant | Power | LV Power Distribution & MCC System | E-00001241 | TRANSFORMER, 460/120/240V TM-12A | SIT-0011 | Installed | HAMMOND | HPS SENTINEL
Municipal Wastewater Treatment Plant | Power | LV Power Distribution & MCC System | E-00001183 | TRANSFORMER, LIGHTING, MSB 01300-LTG-TRANSFORMER | SIT-0011 | Installed
Municipal Wastewater Treatment Plant | Power | LV Power Distribution & MCC System | E-00001169 | TRANSFORMER, TC-9, DAF, 460V-120V/208V DAF-TC-9 | SIT-0011 | Installed | HAMMOND |  | 294950
Municipal Wastewater Treatment Plant | Power | LV Power Distribution & MCC System | E-00001170 | TRANSFORMER, TL-9, DAF, 460V-120V/208V DAF-TL-9 | SIT-0011 | Installed | HAMMOND | HPS SENTINEL
Municipal Wastewater Treatment Plant | Power | LV Power Distribution & MCC System | E-00001171 | TRANSFORMER, TM-9, DAF, 460V-120V/208V DAF-TM-9 | SIT-0011 | Installed | HAMMOND | TITAN | 253979
Municipal Wastewater Treatment Plant | Power | Standby Generators System | E-00001162 | ANNUNCIATOR 1, LCP-G1, GENERATOR 1 04205-ANN1 | SIT-0011 | Installed
Municipal Wastewater Treatment Plant | Power | Standby Generators System | E-00001164 | ANNUNCIATOR 1, LCP-MCPGEN, GENERATOR 04204-ANN1 | SIT-0011 | Installed
Municipal Wastewater Treatment Plant | Power | Standby Generators System | E-00001176 | BATTERY, 48VDC, MSG, CONTROL, GENERATOR 01339-48VDC-MSG | SIT-0011 | Installed
Municipal Wastewater Treatment Plant | Power | Standby Generators System | E-00001152 | BATTERY, CONTROL, GENERATOR, 48 VDC 04206-BATT-48VDC | SIT-0011 | Installed | CATERPILLAR | 8D 9G4231 | 0197001
Municipal Wastewater Treatment Plant | Power | Standby Generators System | E-00001155 | CHARGER 1, BATTERY, GENERATOR 1, ENGINE, DIESEL 04211-CHARG-GENBATT2 | SIT-0011 | Installed | LAMARCH | A46-20-24V
Municipal Wastewater Treatment Plant | Power | Standby Generators System | E-00001713 | CHARGER 1, BATTERY, GENERATOR 2, ENGINE, DIESEL 04261-CHARG-GENBATT1 | SIT-0011 | Installed | SENS | NRG24-20-RC
Municipal Wastewater Treatment Plant | Power | Standby Generators System | E-00001154 | CHARGER 2, BATTERY, GENERATOR 1, ENGINE, DIESEL 04211-CHARG-GENBATT1 | SIT-0011 | Installed | LAMARCH | A46-20-24V
Municipal Wastewater Treatment Plant | Power | Standby Generators System | E-00001712 | CHARGER 2, BATTERY, GENERATOR 2, ENGINE, DIESEL 04261-CHARG-GENBATT2 | SIT-0011 | Installed | SENS | NRG24-20-RC
Municipal Wastewater Treatment Plant | Power | Standby Generators System | E-00001175 | CHARGER, BATTERY, 48VDC, MSG, CONTROL, GENERATOR 01339-CHRG-48VDC | SIT-0011 | Installed
Municipal Wastewater Treatment Plant | Power | Standby Generators System | E-00001153 | CHARGER, BATTERY, CONTROL, GENERATOR, 48 VDC 04206-CHRG-48VDC | SIT-0011 | Installed | SENS
Municipal Wastewater Treatment Plant | Power | Standby Generators System | E-00001156 | GENERATOR 1, DIESEL, STANDBY 04210-GEN1 | SIT-0011 | Installed | KATOENG
Municipal Wastewater Treatment Plant | Power | Standby Generators System | E-00001714 | GENERATOR 2, DIESEL, STANDBY 04260-GEN2 | SIT-0011 | Installed | MTUONSITE | 2000-XC6DT2 | 308334
Municipal Wastewater Treatment Plant | Power | Standby Generators System | E-00001704 | PANEL, ALARM, DAY TANK 2, GENERATOR 2, DIESEL ENGINE 04252-FCP-DT2 | SIT-0011 | Installed
Municipal Wastewater Treatment Plant | Power | Standby Generators System | E-00001706 | PANEL, ALARM, STORAGE, GENERATOR 2, DIESEL 04252-FCP-FOST2 | SIT-0011 | Installed
Municipal Wastewater Treatment Plant | Power | Standby Generators System | E-00001707 | PANEL, ALARM, STORAGE, GENERATOR 2, DIESEL 04252-FOST2 | SIT-0011 | Installed
Municipal Wastewater Treatment Plant | Power | Standby Generators System | E-00001163 | PANEL, CONTROL, LOCAL, GENERATOR 1, LCP-G1 04205-LCP-G1 | SIT-0011 | Installed
Municipal Wastewater Treatment Plant | Power | Standby Generators System | E-00001165 | PANEL, CONTROL, MAIN, GENERATOR, LCP-MCPGEN 04204-LCP-MCPGEN | SIT-0011 | Installed
Municipal Wastewater Treatment Plant | Power | Standby Generators System | E-00001715 | PANEL, LCP, GENERATOR 2, DIESEL, STANDBY 04260-LCP-GEN2 | SIT-0011 | Installed
Municipal Wastewater Treatment Plant | Power | Standby Generators System | E-00001158 | PANEL, LCP, GENERATOR, DIESEL, STANDBY 04210-LCP-GEN1 | SIT-0011 | Installed
Municipal Wastewater Treatment Plant | Power | Standby Generators System | E-00001709 | PUMP 1, TRANSFER, GENERATOR 2, DIESEL 04252-FOTP2A | SIT-0011 | Installed | HAIGHTPUMP | 5U | 9106749
Municipal Wastewater Treatment Plant | Power | Standby Generators System | E-00001710 | PUMP 2, TRANSFER, GENERATOR 2, DIESEL 04252-FOTP2B | SIT-0011 | Installed | HAIGHTPUMP | 5U | 9106750
Municipal Wastewater Treatment Plant | Power | Standby Generators System | E-00001708 | PUMP, OVERFLOW, DIESEL, GENERATOR 2 04252-FORP2 | SIT-0011 | Installed | HAIGHTPUMP | 8U
Municipal Wastewater Treatment Plant | Power | Standby Generators System | E-00001702 | STATION, FILL, FUEL TANK, DIESEL, 10K GAL 04270-DIESEL-TANK-FILL2 | SIT-0011 | Installed | HAIGHTPUMP
Municipal Wastewater Treatment Plant | Power | Standby Generators System | E-00001705 | TANK 1, OVERFLOW, GENERATOR 2, DIESEL ENGINE 04252-OVF-TANK2 | SIT-0011 | Installed | SIMPLEX | UL142
Municipal Wastewater Treatment Plant | Power | Standby Generators System | E-00001703 | TANK, DAY, GENERATOR 2, DIESEL ENGINE 04252-DAYTANK2 | SIT-0011 | Installed | SIMPLEX | UL142
Municipal Wastewater Treatment Plant | Power | Standby Generators System | E-00001711 | TANK, STORAGE, FUEL, 10,000 GAL, GENERATOR 2 04270-DIESEL-TANK-10K | SIT-0011 | Installed | CONVAULT
Municipal Wastewater Treatment Plant | Power | Standby Generators System | E-00000542 | TRAILER 1, GENERATOR, DIESEL ENGINE 04200-GEN-TRAILER-BLDG | SIT-0011 | Installed | KATOENG
Municipal Wastewater Treatment Plant | Power | Standby Generators System | E-00001701 | TRAILER 2, GENERATOR, DIESEL ENGINE 04250-GEN-TRAILER-BLDG2 | SIT-0011 | Installed | DETROITDIESEL | 16V400
Municipal Wastewater Treatment Plant | Preliminary | Bar Screen System | E-00001072 | CONVEYOR 1, SCREENING, HW 00160-CNV1 | SIT-0011 | Installed | GIERLICHMITCHELL | BELTWALL
Municipal Wastewater Treatment Plant | Preliminary | Bar Screen System | E-00001716 | CONVEYOR 2, SCREENING, HW 00170-CNV2 | SIT-0011 | Installed | GIERLICHMITCHELL | BELTWALL
Municipal Wastewater Treatment Plant | Preliminary | Bar Screen System | E-00001079 | PLOW 1, SCREENING, HW 00260-CNV1P | SIT-0011 | Installed
Municipal Wastewater Treatment Plant | Preliminary | Bar Screen System | E-00001080 | PLOW 2, SCREENING, HW 00260-CNV2P | SIT-0011 | Installed
Municipal Wastewater Treatment Plant | Preliminary | Bar Screen System | E-00001075 | PLOW, CONVEYOR 1, SCREENING, LCP, HW 00160-LCP-GCP-1 | SIT-0011 | Installed
Municipal Wastewater Treatment Plant | Preliminary | Bar Screen System | E-00001078 | PLOW, CONVEYOR 2, SCREENING, LCP, HW 00170-LCP-GCP-2 | SIT-0011 | Installed
Municipal Wastewater Treatment Plant | Preliminary | Bar Screen System | E-00001073 | REDUCER, GEAR, CONVEYOR 1, SCREENING, HW 00160-CNV1B | SIT-0011 | Installed
Municipal Wastewater Treatment Plant | Preliminary | Bar Screen System | E-00001076 | REDUCER, GEAR, CONVEYOR 2, SCREENING, HW 00170-CNV2B | SIT-0011 | Installed
Municipal Wastewater Treatment Plant | Preliminary | Bar Screen System | E-00001082 | REDUCER, GEAR, SCREEN 1, BAR, MECHANICAL, HW 00110-SCN1B | SIT-0011 | Installed | FAIRFIELD | RPFF-S
Municipal Wastewater Treatment Plant | Preliminary | Bar Screen System | E-00001085 | REDUCER, GEAR, SCREEN 2, BAR, MECHANICAL, HW 00120-SCN2B | SIT-0011 | Installed | FAIRFIELD | RPFF-S
Municipal Wastewater Treatment Plant | Preliminary | Bar Screen System | E-00001088 | REDUCER, GEAR, SCREEN 3, BAR, MECHANICAL, HW 00130-SCN3B | SIT-0011 | Installed | FAIRFIELD | RPFF-S
Municipal Wastewater Treatment Plant | Preliminary | Bar Screen System | E-00001081 | SCREEN 1, BAR, MECHANICAL, HW 00110-SCN1 | SIT-0011 | Installed | FAIRFIELD | RPFF-S
Municipal Wastewater Treatment Plant | Preliminary | Bar Screen System | E-00001084 | SCREEN 2, BAR, MECHANICAL, HW 00120-SCN2 | SIT-0011 | Installed | FAIRFIELD | RPFF-S
Municipal Wastewater Treatment Plant | Preliminary | Bar Screen System | E-00001087 | SCREEN 3, BAR, MECHANICAL, HW 00130-SCN3 | SIT-0011 | Installed | FAIRFIELD | RPFF-S
Municipal Wastewater Treatment Plant | Preliminary | Bar Screen System | E-00001070 | SCREEN, BAR, MANUAL, CHANNEL 1, HW 00109-M-SCREEN-CH1 | SIT-0011 | Installed | FABEN
Municipal Wastewater Treatment Plant | Preliminary | Bar Screen System | E-00001071 | SCREEN, BAR, MANUAL, CHANNEL 6, HW 00109-M-SCREEN-CH6 | SIT-0011 | Installed | FABEN
Municipal Wastewater Treatment Plant | Preliminary | Grit Removal System | E-00001015 | BLOWER 1, AIR, GRIT 00301-GB1 | SIT-0011 | Installed | SUTORBILT | 6ML-RHC, GAFMDL (A)
Municipal Wastewater Treatment Plant | Preliminary | Grit Removal System | E-00001017 | BLOWER 2, AIR, GRIT 00302-GB2 | SIT-0011 | Installed | SUTORBILT | 6ML-RHC, GAFMDL (A)
Municipal Wastewater Treatment Plant | Preliminary | Grit Removal System | E-00001020 | CLASSIFIER/SEPARATOR 1, GRIT 00341-GC1 | SIT-0011 | Installed | WEMCOPUMP | 18FF | 95W09535
Municipal Wastewater Treatment Plant | Preliminary | Grit Removal System | E-00001021 | CLASSIFIER/SEPARATOR 2, GRIT 00342-GC2 | SIT-0011 | Installed | WEMCOPUMP | 18FF | n/a
Municipal Wastewater Treatment Plant | Preliminary | Grit Removal System | E-00001022 | CLASSIFIER/SEPARATOR 3, GRIT 00343-GC3 | SIT-0011 | Installed | WEMCOPUMP | 18FF | 95W09536
Municipal Wastewater Treatment Plant | Preliminary | Grit Removal System | E-00001023 | FLOW METER, 6", GRIT PUMP 1, 2, 3 00320-FLOW-GP123 | SIT-0011 | Installed | FISHERPORTER | SERIES 3000 10DX3111
Municipal Wastewater Treatment Plant | Preliminary | Grit Removal System | E-00001024 | FLOW METER, 6", GRIT PUMP 4, 5, 6 00325-FLOW-GP456 | SIT-0011 | Installed | FISHERPORTER | SERIES 3000 10DX3111
Municipal Wastewater Treatment Plant | Preliminary | Grit Removal System | E-00001019 | METER, FLOW, MASS, TOTAL, GRIT BLOWER (VOLUME) 00303-Flow-GB | SIT-0011 | Installed | FISHERPORTER
Municipal Wastewater Treatment Plant | Preliminary | Grit Removal System | E-00001683 | PIPING, GRIT BLOWER 00300-GB-PG | SIT-0011 | Installed
Municipal Wastewater Treatment Plant | Preliminary | Grit Removal System | E-00001681 | PIPING, GRIT REMOVAL 00300-PG | SIT-0011 | Installed
Municipal Wastewater Treatment Plant | Preliminary | Grit Removal System | E-00001031 | PUMP 1, DISCFLO, GRIT, PRIMARY 00311-DISCFLO-GP1 | SIT-0011 | Installed | DISCFLO | 604-17 | 5159
Municipal Wastewater Treatment Plant | Preliminary | Grit Removal System | E-00001032 | PUMP 2, DISCFLO, GRIT, PRIMARY 00312-DISCFLO-GP2B | SIT-0011 | Installed | DISCFLO | 604-17 | 5153
Municipal Wastewater Treatment Plant | Preliminary | Grit Removal System | E-00001033 | PUMP 3, DISCFLO, GRIT, PRIMARY 00313-DISCFLO-GP3B | SIT-0011 | Installed | DISCFLO | 604-17 | 5158
Municipal Wastewater Treatment Plant | Preliminary | Grit Removal System | E-00001034 | PUMP 4, DISCFLO, GRIT, PRIMARY 00314-DISCFLO-GP4B | SIT-0011 | Installed | DISCFLO | 604-17 | 5156
Municipal Wastewater Treatment Plant | Preliminary | Grit Removal System | E-00001035 | PUMP 5, DISCFLO, GRIT, PRIMARY 00315-DISCFLO-GP5B | SIT-0011 | Installed | DISCFLO | 604-17 | 5157
Municipal Wastewater Treatment Plant | Preliminary | Grit Removal System | E-00001036 | PUMP 6, DISCFLO, GRIT, PRIMARY 00316-DISCFLO-GP6B | SIT-0011 | Installed | DISCFLO | 604-17 | 5154
Municipal Wastewater Treatment Plant | Preliminary | Grit Removal System | E-00002035 | SUPPLY SYSTEM, SEAL WATER, PUMP, GALLERY, GRIT | SIT-0011 | Installed
Municipal Wastewater Treatment Plant | Preliminary | Grit Removal System | E-00001684 | VALVES, GRIT BLOWER 00300-GB-VG | SIT-0011 | Installed
Municipal Wastewater Treatment Plant | Preliminary | Grit Removal System | E-00001682 | VALVES, GRIT REMOVAL 00300-VG | SIT-0011 | Installed
Municipal Wastewater Treatment Plant | Preliminary | Headworks Influent Channel System | E-00001099 | GATE 1, SLIDE, INLET, CHANNEL 1, HW 00109-G-SLIDE-CH1-IN | SIT-0011 | Installed | GOLDEN | GH-45 316SS
Municipal Wastewater Treatment Plant | Preliminary | Headworks Influent Channel System | E-00001101 | GATE 2, SLIDE, INLET, CHANNEL 2, HW 00109-G-SLIDE-CH2-IN | SIT-0011 | Installed | GOLDEN | GH-45 316SS
Municipal Wastewater Treatment Plant | Preliminary | Headworks Influent Channel System | E-00001103 | GATE 3, SLIDE, INLET, CHANNEL 3, HW 00109-G-SLIDE-CH3-IN | SIT-0011 | Installed | GOLDEN | GH-45 316SS
Municipal Wastewater Treatment Plant | Preliminary | Headworks Influent Channel System | E-00001105 | GATE 4, SLIDE, INLET, CHANNEL 4, HW 00109-G-SLIDE-CH4-IN | SIT-0011 | Installed | GOLDEN | GH-45 316SS
Municipal Wastewater Treatment Plant | Preliminary | Headworks Influent Channel System | E-00001107 | GATE 5, SLIDE, INLET, CHANNEL 5, HW 00109-G-SLIDE-CH5-IN | SIT-0011 | Installed | GOLDEN | GH-45 316SS
Municipal Wastewater Treatment Plant | Preliminary | Headworks Influent Channel System | E-00001109 | GATE 6, SLIDE, INLET, CHANNEL 6, HW 00109-G-SLIDE-CH6-IN | SIT-0011 | Installed | GOLDEN | GH-45 316SS
Municipal Wastewater Treatment Plant | Preliminary | Headworks Influent Channel System | E-00001100 | GATE 6, SLIDE, OUTLET, CHANNEL 1, HW 00109-G-SLIDE-CH1-OUT | SIT-0011 | Installed | GOLDEN | GH-45 316SS
Municipal Wastewater Treatment Plant | Preliminary | Headworks Influent Channel System | E-00001102 | GATE 6, SLIDE, OUTLET, CHANNEL 2, HW 00109-G-SLIDE-CH2-OUT | SIT-0011 | Installed | GOLDEN | GH-45 316SS
Municipal Wastewater Treatment Plant | Preliminary | Headworks Influent Channel System | E-00001104 | GATE 6, SLIDE, OUTLET, CHANNEL 3, HW 00109-G-SLIDE-CH3-OUT | SIT-0011 | Installed | GOLDEN | GH-45 316SS
Municipal Wastewater Treatment Plant | Preliminary | Headworks Influent Channel System | E-00001106 | GATE 6, SLIDE, OUTLET, CHANNEL 4, HW 00109-G-SLIDE-CH4-OUT | SIT-0011 | Installed | GOLDEN | GH-45 316SS
Municipal Wastewater Treatment Plant | Preliminary | Headworks Influent Channel System | E-00001108 | GATE 6, SLIDE, OUTLET, CHANNEL 5, HW 00109-G-SLIDE-CH5-OUT | SIT-0011 | Installed | GOLDEN | GH-45 316SS
Municipal Wastewater Treatment Plant | Preliminary | Headworks Influent Channel System | E-00001110 | GATE 6, SLIDE, OUTLET, CHANNEL 6, HW 00109-G-SLIDE-CH6-OUT | SIT-0011 | Installed | GOLDEN | GH-45 316SS
Municipal Wastewater Treatment Plant | Preliminary | Headworks Influent Channel System | E-00001113 | GATE, INLET, CHANNEL, PUMP 1, INFLUENT, HW 00211-G-SLIDE-GATE1 | SIT-0011 | Installed | GOLDEN | GH-45 316SS
Municipal Wastewater Treatment Plant | Preliminary | Headworks Influent Channel System | E-00001114 | GATE, INLET, CHANNEL, PUMP 2, INFLUENT, HW 00212-G-SLIDE-GATE2 | SIT-0011 | Installed | GOLDEN | GH-45 316SS
Municipal Wastewater Treatment Plant | Preliminary | Headworks Influent Channel System | E-00001115 | GATE, INLET, CHANNEL, PUMP 3, INFLUENT, HW 00213-G-SLIDE-GATE3 | SIT-0011 | Installed | GOLDEN | GH-45 316SS
Municipal Wastewater Treatment Plant | Preliminary | Headworks Influent Channel System | E-00001116 | MONITOR, PH, INFLUENT CHANNEL, HW 00104-PH | SIT-0011 | Installed
Municipal Wastewater Treatment Plant | Preliminary | Headworks Junction System | E-00001095 | GATE, SLUICE, 96", JB-1 00100-GATE-JB1-96 | SIT-0011 | Installed | GOLDEN
Municipal Wastewater Treatment Plant | Preliminary | Headworks Junction System | E-00001091 | PANEL, CONTROL, LOCAL, JB-1 00100-LCP-JB1 | SIT-0011 | Installed
Municipal Wastewater Treatment Plant | Preliminary | Headworks Junction System | E-00001096 | SAMPLER, PORTABLE 00101-HJBX1 | SIT-0011 | Installed | ISCO | 3710FR
Municipal Wastewater Treatment Plant | Preliminary | Headworks Junction System | E-00001097 | STRUCTURE, JB-1 00050-JB1-BUILDING | SIT-0011 | Installed
Municipal Wastewater Treatment Plant | Preliminary | Headworks Junction System | E-00002654 | STRUCTURE, JB-2 00050-JB2-BUILDING | SIT-0011 | Installed
Municipal Wastewater Treatment Plant | Preliminary | Headworks Junction System | E-00001098 | WELL, WET, JB-1 00100-WELL-JB1 | SIT-0011 | Installed
Municipal Wastewater Treatment Plant | Preliminary | Influent Raw Sewage Pumping System | E-00001068 | FLOW METER, 60" MAG, PUMP STATION, INFLUENT 00220-FLOW-IPS | SIT-0011 | Installed | FISHERPORTER | SERIES 3000 10DX3111
Municipal Wastewater Treatment Plant | Preliminary | Influent Raw Sewage Pumping System | E-00001040 | GATE, SCUM, WELL 1, WET, INFLUENT, HW, 36" 00195-G-SLIDE-SCUM1 | SIT-0011 | Installed | GOLDEN | GH-65 316SS
Municipal Wastewater Treatment Plant | Preliminary | Influent Raw Sewage Pumping System | E-00001041 | GATE, SCUM, WELL 2, WET, INFLUENT, HW, 36" 00195-G-SLIDE-SCUM2 | SIT-0011 | Installed | GOLDEN | GH-65 316SS
Municipal Wastewater Treatment Plant | Preliminary | Influent Raw Sewage Pumping System | E-00001685 | PIPING, PUMP, INFLUENT 00200-PG | SIT-0011 | Installed
Municipal Wastewater Treatment Plant | Preliminary | Influent Raw Sewage Pumping System | E-00002651 | PUMP 1, INFLUENT 00211-IP1B | SIT-0011 | Installed | FAIRBANKS NIJHUIS | VTSH-AWF | 10369668
Municipal Wastewater Treatment Plant | Preliminary | Influent Raw Sewage Pumping System | E-00001051 | PUMP 2, INFLUENT 00212-IP2B | SIT-0011 | Installed | FAIRBANKSMORSE | VTSH-AWF | K4D2-062200-2
Municipal Wastewater Treatment Plant | Preliminary | Influent Raw Sewage Pumping System | E-00002652 | PUMP 3, INFLUENT 00213-IP3B | SIT-0011 | Installed | FAIRBANKS NIJHUIS | VTSH-AWF | 10607366
Municipal Wastewater Treatment Plant | Preliminary | Influent Raw Sewage Pumping System | E-00002653 | PUMP 4, INFLUENT 00214-IP4B | SIT-0011 | Installed | FAIRBANKSMORSE | VTSH-AWF
Municipal Wastewater Treatment Plant | Preliminary | Influent Raw Sewage Pumping System | E-00002650 | PUMP 5, INFLUENT 00215-IP5B | SIT-0011 | Installed | FAIRBANKS NIJHUIS | VTSH-AWF
Municipal Wastewater Treatment Plant | Preliminary | Influent Raw Sewage Pumping System | E-00001904 | PUMP 6, INFLUENT 00216-IP6B | SIT-0011 | Installed | FAIRBANKSMORSE | VTSH-AWF | 981805
Municipal Wastewater Treatment Plant | Preliminary | Influent Raw Sewage Pumping System | E-00001043 | SAMPLER, INFLUENT 00101-HJS1 | SIT-0011 | Installed | HACH | AWRS SAMPLER MODEL 9503600 | 173460497086
Municipal Wastewater Treatment Plant | Preliminary | Influent Raw Sewage Pumping System | E-00001065 | SUPPLY SYSTEM, SEAL WATER, PUMP, INFLUENT 00205-SWS-IPS | SIT-0011 | Installed
Municipal Wastewater Treatment Plant | Preliminary | Influent Raw Sewage Pumping System | E-00001066 | SYSTEM 1, BUBBLER, PUMP STATION, INFLUENT 00201-BCP1-IPS | SIT-0011 | Installed
Municipal Wastewater Treatment Plant | Preliminary | Influent Raw Sewage Pumping System | E-00001067 | SYSTEM 2, BUBBLER, PUMP STATION, INFLUENT 00202-BCP2-IPS | SIT-0011 | Installed
Municipal Wastewater Treatment Plant | Preliminary | Influent Raw Sewage Pumping System | E-00001039 | SYSTEM, BUBBLER, WELL, WET, HW, EAST 00250-LCP-HWB2 | SIT-0011 | Installed
Municipal Wastewater Treatment Plant | Preliminary | Influent Raw Sewage Pumping System | E-00001042 | SYSTEM, BUBBLER, WELL, WET, HW, WEST 00250-LCP-HWB1 | SIT-0011 | Installed
Municipal Wastewater Treatment Plant | Preliminary | Influent Raw Sewage Pumping System | E-00001686 | VALVES, PUMP, INFLUENT 00200-VG | SIT-0011 | Installed
Municipal Wastewater Treatment Plant | Preliminary | Preliminary Power & Controls System | E-00001069 | CONTROL, SCREENINGS, SYSTEM, BUBBLER, HW 00105-BCP-HW | SIT-0011 | Installed | ROCKWELL
Municipal Wastewater Treatment Plant | Preliminary | Preliminary Power & Controls System | E-00001046 | DRIVE, ADJUSTABLE SPEED, PUMP 1, INFLUENT 00211-ASD-IP1C | SIT-0011 | Installed
Municipal Wastewater Treatment Plant | Preliminary | Preliminary Power & Controls System | E-00001053 | DRIVE, ADJUSTABLE SPEED, PUMP 3, INFLUENT 00213-ASD-IP3C | SIT-0011 | Installed
Municipal Wastewater Treatment Plant | Preliminary | Preliminary Power & Controls System | E-00001044 | PANEL, CONTROL, BUBBLER 1, PUMP STATION, INFLUENT 00201-BCP1-IPSA | SIT-0011 | Installed | ROCKWELL
Municipal Wastewater Treatment Plant | Preliminary | Preliminary Power & Controls System | E-00001045 | PANEL, CONTROL, BUBBLER 2, PUMP STATION, INFLUENT 00202-BCP2-IPSA | SIT-0011 | Installed | ROCKWELL
Municipal Wastewater Treatment Plant | Preliminary | Preliminary Power & Controls System | E-00002498 | PANEL, DISCONNECT NONFUSED, D/C - EF3, BAR SCREEN PIT | SIT-0011 | Installed | FAIRFIELD | RPFF-S
Municipal Wastewater Treatment Plant | Preliminary | Preliminary Power & Controls System | E-00002499 | PANEL, DISCONNECT NONFUSED, D/C - EF4, LOWER LEVEL | SIT-0011 | Installed | FAIRFIELD | RPFF-S
Municipal Wastewater Treatment Plant | Preliminary | Preliminary Power & Controls System | E-00002500 | PANEL, DISCONNECT NONFUSED, D/C - EF5, LOWER LEVEL | SIT-0011 | Installed | FAIRFIELD | RPFF-S
Municipal Wastewater Treatment Plant | Preliminary | Preliminary Power & Controls System | E-00002501 | PANEL, DISCONNECT NONFUSED, D/C - EF6, UPPER LEVEL | SIT-0011 | Installed | FAIRFIELD | RPFF-S
Municipal Wastewater Treatment Plant | Preliminary | Preliminary Power & Controls System | E-00002502 | PANEL, DISCONNECT NONFUSED, D/C - EF7, UPPER LEVEL | SIT-0011 | Installed | FAIRFIELD | RPFF-S
Municipal Wastewater Treatment Plant | Preliminary | Preliminary Power & Controls System | E-00002518 | PANEL, DISCONNECT NONFUSED, D/C - SCN1, 1-BAR SCREEN PIT | SIT-0011 | Installed | FAIRFIELD | RPFF-S
Municipal Wastewater Treatment Plant | Preliminary | Preliminary Power & Controls System | E-00002519 | PANEL, DISCONNECT NONFUSED, D/C - SCN2, 1-BAR SCREEN PIT | SIT-0011 | Installed | FAIRFIELD | RPFF-S
Municipal Wastewater Treatment Plant | Preliminary | Preliminary Power & Controls System | E-00002520 | PANEL, DISCONNECT NONFUSED, D/C - SF2, 2- ROOFS | SIT-0011 | Installed | FAIRFIELD | RPFF-S
Municipal Wastewater Treatment Plant | Preliminary | Preliminary Power & Controls System | E-00002521 | PANEL, DISCONNECT NONFUSED, D/C - SF3, 2- ROOFS | SIT-0011 | Installed | FAIRFIELD | RPFF-S
Municipal Wastewater Treatment Plant | Preliminary | Preliminary Power & Controls System | E-00002532 | PANEL, DISCONNECT NONFUSED, D/C SCN3, 1-BAR SCREEN PIT | SIT-0011 | Installed | FAIRFIELD | RPFF-S
Municipal Wastewater Treatment Plant | Preliminary | Preliminary Power & Controls System | E-00000803 | PLC, REMOTE, I/O 1, HW 00107-RPLC-HWE1 | SIT-0011 | Installed | ALLENBRADLEY
Municipal Wastewater Treatment Plant | Preliminary | Preliminary Power & Controls System | E-00001047 | SOFT START, PUMP 1, INFLUENT 00211-SS-IP1D | SIT-0011 | Installed | WESTINGHOUSE | ACCUTROL 700
Municipal Wastewater Treatment Plant | Preliminary | Preliminary Power & Controls System | E-00001052 | SOFT START, PUMP 2, INFLUENT 00212-SS-IP2C | SIT-0011 | Installed | WESTINGHOUSE | EASY-START 120
Municipal Wastewater Treatment Plant | Preliminary | Preliminary Power & Controls System | E-00001054 | SOFT START, PUMP 3, INFLUENT 00213-SS-IP3D | SIT-0011 | Installed | WESTINGHOUSE | ACCUTROL 700
Municipal Wastewater Treatment Plant | Preliminary | Preliminary Power & Controls System | E-00002564 | SWITCH, STARTER, IP1, 1-MISC. PANELS,ATS,TX,SWB | SIT-0011 | Installed | FAIRBANKSMORSE | VTSH-AWF | K4D2-062201-0
Municipal Wastewater Treatment Plant | Preliminary | Preliminary Power & Controls System | E-00002565 | SWITCH, STARTER, IP2, 1-MISC. PANELS,ATS,TX,SWB | SIT-0011 | Installed | FAIRBANKSMORSE | VTSH-AWF | K4D2-062201-0
Municipal Wastewater Treatment Plant | Preliminary | Preliminary Power & Controls System | E-00002566 | SWITCH, STARTER, IP3, 1-MISC. PANELS,ATS,TX,SWB | SIT-0011 | Installed | FAIRBANKSMORSE | VTSH-AWF | K4D2-062201-0
Municipal Wastewater Treatment Plant | Preliminary | Preliminary Power & Controls System | E-00002567 | SWITCH, STARTER, IP4, 1-MISC. PANELS,ATS,TX,SWB | SIT-0011 | Installed | FAIRBANKSMORSE | VTSH-AWF | K4D2-062201-0
Municipal Wastewater Treatment Plant | Preliminary | Preliminary Power & Controls System | E-00002568 | SWITCH, STARTER, IP5, 1-MISC. PANELS,ATS,TX,SWB | SIT-0011 | Installed | FAIRBANKSMORSE | VTSH-AWF | K4D2-062201-0
Municipal Wastewater Treatment Plant | Preliminary | Preliminary Power & Controls System | E-00002569 | SWITCH, STARTER, IP6, 1-MISC. PANELS,ATS,TX,SWB | SIT-0011 | Installed | FAIRBANKSMORSE | VTSH-AWF | K4D2-062201-0
Municipal Wastewater Treatment Plant | Primary Sedimentation Process | Power & Controls System | E-00001293 | ANNUNCIATOR 1, PRIMARY SKIMMINGS, PST 00418-ANN1 | SIT-0011 | Installed
Municipal Wastewater Treatment Plant | Primary Sedimentation Process | Power & Controls System | E-00000424 | CONTROL, PUMP, SUMP, DRY WELL, SKIMMINGS, PST 00616-LCP-PSKS | SIT-0011 | Installed
Municipal Wastewater Treatment Plant | Primary Sedimentation Process | Power & Controls System | E-00002554 | MCC (MAIN AND BUS ONLY), MAIN LUGS, 2-MCC-PSTE-1 | SIT-0011 | Installed
Municipal Wastewater Treatment Plant | Primary Sedimentation Process | Power & Controls System | E-00001139 | MCC A, PRIMARY SEDIMENT 00421-MCC-PSTEA | SIT-0011 | Installed | CUTLERHAMMER | HUSD24457
Municipal Wastewater Treatment Plant | Primary Sedimentation Process | Power & Controls System | E-00001140 | MCC B, PRIMARY SEDIMENT 00421-MCC-PSTEB | SIT-0011 | Installed | CUTLERHAMMER | HUSD24457
Municipal Wastewater Treatment Plant | Primary Sedimentation Process | Power & Controls System | E-00002088 | MCC, BUCKET, SST1, EFFLUENT METERING STRUCTURE | SIT-0011 | Installed
Municipal Wastewater Treatment Plant | Primary Sedimentation Process | Power & Controls System | E-00002093 | MCC, BUCKET, SST1, LCP-AWS/TAP12A | SIT-0011 | Installed
Municipal Wastewater Treatment Plant | Primary Sedimentation Process | Power & Controls System | E-00002096 | MCC, BUCKET, SST1, MAIN BREAKER A | SIT-0011 | Installed
Municipal Wastewater Treatment Plant | Primary Sedimentation Process | Power & Controls System | E-00002104 | MCC, BUCKET, SST1, MINI POWER ZONE | SIT-0011 | Installed
Municipal Wastewater Treatment Plant | Primary Sedimentation Process | Power & Controls System | E-00001146 | MCC, OREF, PST 00652-MCC-PST | SIT-0011 | Installed
Municipal Wastewater Treatment Plant | Primary Sedimentation Process | Power & Controls System | E-00001141 | MCC, PRIMARY SEDIMENTATION 00309-MCC-PSTE | SIT-0011 | Installed
Municipal Wastewater Treatment Plant | Primary Sedimentation Process | Power & Controls System | E-00001338 | MONITOR, TSS, INFLUENT, PST 00580-TSS-INFPST | SIT-0011 | Installed
Municipal Wastewater Treatment Plant | Primary Sedimentation Process | Power & Controls System | E-00001339 | MONITOR, TSS, PRIMARY EFFLUENT, PST 00580-TSS-PRI_EFF | SIT-0011 | Installed
Municipal Wastewater Treatment Plant | Primary Sedimentation Process | Power & Controls System | E-00001366 | PANEL 1, ANNUNCIATOR, LCP-PSTE, PST 00416-ANN1 | SIT-0011 | Installed
Municipal Wastewater Treatment Plant | Primary Sedimentation Process | Power & Controls System | E-00001367 | PANEL 2, ANNUNCIATOR, LCP-PSTE, PST 00416-ANN2 | SIT-0011 | Installed
Municipal Wastewater Treatment Plant | Primary Sedimentation Process | Power & Controls System | E-00001365 | PANEL, CONTROL, LOCAL, FECL3-POLY, PST 00416-LCP-PSTE-1A | SIT-0011 | Installed
Municipal Wastewater Treatment Plant | Primary Sedimentation Process | Power & Controls System | E-00001368 | PANEL, CONTROL, LOCAL, PST 00416-LCP-PSTE | SIT-0011 | Installed
Municipal Wastewater Treatment Plant | Primary Sedimentation Process | Power & Controls System | E-00001294 | PANEL, CONTROL, PRIMARY SKIMMINGS, PST 00418-LCP-PSKPS | SIT-0011 | Installed
Municipal Wastewater Treatment Plant | Primary Sedimentation Process | Power & Controls System | E-00001291 | PANEL, CONTROL, PRIMARY SKIMMINGS, PST 00500-LCP-PSKBE | SIT-0011 | Installed
Municipal Wastewater Treatment Plant | Primary Sedimentation Process | Power & Controls System | E-00000421 | PANEL, CONTROL, PUMP, SUMP, PST GALLERY 00615-LCP-PSTGS | SIT-0011 | Installed
Municipal Wastewater Treatment Plant | Primary Sedimentation Process | Power & Controls System | E-00002482 | PANEL, DISCONNECT FUSED, D/C - LV1, SILOS | SIT-0011 | Installed | BARNESPUMPS | 3SE1544DS
Municipal Wastewater Treatment Plant | Primary Sedimentation Process | Power & Controls System | E-00002483 | PANEL, DISCONNECT FUSED, D/C - LVF2, SILOS | SIT-0011 | Installed | BARNESPUMPS | 3SE1544DS
Municipal Wastewater Treatment Plant | Primary Sedimentation Process | Power & Controls System | E-00002484 | PANEL, DISCONNECT FUSED, D/C PABV1, BLOWER ROOM | SIT-0011 | Installed | BARNESPUMPS | 3SE1544DS
Municipal Wastewater Treatment Plant | Primary Sedimentation Process | Power & Controls System | E-00002485 | PANEL, DISCONNECT FUSED, D/C PABV2, BLOWER ROOM | SIT-0011 | Installed | BARNESPUMPS | 3SE1544DS
Municipal Wastewater Treatment Plant | Primary Sedimentation Process | Power & Controls System | E-00002486 | PANEL, DISCONNECT FUSED, D/C PABV3, BLOWER ROOM | SIT-0011 | Installed | BARNESPUMPS | 3SE1544DS
Municipal Wastewater Treatment Plant | Primary Sedimentation Process | Power & Controls System | E-00002487 | PANEL, DISCONNECT FUSED, D/C PAIV1, BLOWER ROOM | SIT-0011 | Installed | BARNESPUMPS | 3SE1544DS
Municipal Wastewater Treatment Plant | Primary Sedimentation Process | Power & Controls System | E-00002488 | PANEL, DISCONNECT FUSED, D/C PAIV2, BLOWER ROOM | SIT-0011 | Installed | BARNESPUMPS | 3SE1544DS
Municipal Wastewater Treatment Plant | Primary Sedimentation Process | Power & Controls System | E-00002489 | PANEL, DISCONNECT FUSED, D/C PAIV3, BLOWER ROOM | SIT-0011 | Installed | BARNESPUMPS | 3SE1544DS
Municipal Wastewater Treatment Plant | Primary Sedimentation Process | Power & Controls System | E-00001142 | PANEL, DISTRIBUTION, DPC1, PST 00300-DPC1-PST | SIT-0011 | Installed
Municipal Wastewater Treatment Plant | Primary Sedimentation Process | Power & Controls System | E-00001143 | PANEL, DISTRIBUTION, DPL1, PST 00300-DPL1-PST | SIT-0011 | Installed
Municipal Wastewater Treatment Plant | Primary Sedimentation Process | Power & Controls System | E-00001144 | PANEL, DISTRIBUTION, DPP1, PST 00300-DPP1-PST | SIT-0011 | Installed
Municipal Wastewater Treatment Plant | Primary Sedimentation Process | Power & Controls System | E-00001145 | PANEL, DISTRIBUTION, DPP3, PST 00300-DPP3-PST | SIT-0011 | Installed
Municipal Wastewater Treatment Plant | Primary Sedimentation Process | Power & Controls System | E-00001292 | PANEL, LCP, HVAC UNIT, PRIMARY SKIMMINGS, PST 00418-HVAC-PSKPS | SIT-0011 | Installed
Municipal Wastewater Treatment Plant | Primary Sedimentation Process | Power & Controls System | E-00002534 | PANELBOARD, DOL2, 1-MISC. PANELS | SIT-0011 | Installed
Municipal Wastewater Treatment Plant | Primary Sedimentation Process | Power & Controls System | E-00002533 | PANELBOARD, DPC1, 1-MISC. PANLES,ATS,TX | SIT-0011 | Installed
Municipal Wastewater Treatment Plant | Primary Sedimentation Process | Power & Controls System | E-00002535 | PANELBOARD, DPC12A, 4-EAST GALLERY | SIT-0011 | Installed
Municipal Wastewater Treatment Plant | Primary Sedimentation Process | Power & Controls System | E-00002536 | PANELBOARD, DPC2, 1-MISC. PANELS | SIT-0011 | Installed
Municipal Wastewater Treatment Plant | Primary Sedimentation Process | Power & Controls System | E-00002537 | PANELBOARD, DPC4, 1-MISC. PANELS,ATS,TX,SWB | SIT-0011 | Installed
Municipal Wastewater Treatment Plant | Primary Sedimentation Process | Power & Controls System | E-00000849 | PLC 1, PST 00416-PLC-PSTE1 | SIT-0011 | Installed | ALLENBRADLEY
Municipal Wastewater Treatment Plant | Primary Sedimentation Process | Power & Controls System | E-00000844 | PLC 1A, FECL3-POLYMER, PST 00416-PLC-PSTE1A | SIT-0011 | Installed | ALLENBRADLEY
Municipal Wastewater Treatment Plant | Primary Sedimentation Process | Power & Controls System | E-00000850 | PLC 2, PST 00416-PLC-PSTE2 | SIT-0011 | Installed | ALLENBRADLEY
Municipal Wastewater Treatment Plant | Primary Sedimentation Process | Power & Controls System | E-00000847 | PLC I/O 1, REMOTE, ODOR REDUCTION, PST 00419-RPLC-ORPST1 | SIT-0011 | Installed | ALLENBRADLEY
Municipal Wastewater Treatment Plant | Primary Sedimentation Process | Power & Controls System | E-00000855 | PLC I/O, REMOTE, PUMP, SKIMMINGS, PST 00418-RPLC-PSKPS | SIT-0011 | Installed | ALLENBRADLEY
Municipal Wastewater Treatment Plant | Primary Sedimentation Process | Power & Controls System | E-00000851 | PLC, REMOTE, I/O 1, PST 00416-RPLC-PSTE1 | SIT-0011 | Installed | ALLENBRADLEY
Municipal Wastewater Treatment Plant | Primary Sedimentation Process | Power & Controls System | E-00000852 | PLC, REMOTE, I/O 2, PST 00416-RPLC-PSTE2 | SIT-0011 | Installed | ALLENBRADLEY
Municipal Wastewater Treatment Plant | Primary Sedimentation Process | Power & Controls System | E-00000853 | PLC, REMOTE, I/O 3, PST 00416-RPLC-PSTE3 | SIT-0011 | Installed | ALLENBRADLEY
Municipal Wastewater Treatment Plant | Primary Sedimentation Process | Power & Controls System | E-00000854 | PLC, REMOTE, I/O 4, PST 00416-RPLC-PSTE4 | SIT-0011 | Installed | ALLENBRADLEY
Municipal Wastewater Treatment Plant | Primary Sedimentation Process | Power & Controls System | E-00001220 | SWITCHGEAR, MAIN, 480V, PST 00482-MSG-PST | SIT-0011 | Installed
Municipal Wastewater Treatment Plant | Primary Sedimentation Process | Power & Controls System | E-00001222 | TRANSFORMER, TC1, PST 00300-TC1-PST | SIT-0011 | Installed
Municipal Wastewater Treatment Plant | Primary Sedimentation Process | Power & Controls System | E-00001223 | TRANSFORMER, TL1, PST 00300-TL1-PST | SIT-0011 | Installed
Municipal Wastewater Treatment Plant | Primary Sedimentation Process | Power & Controls System | E-00001728 | UPS, PANEL, CONTROL, LOCAL, FECL3-POLY, PST 00416-UPS | SIT-0011 | Installed
Municipal Wastewater Treatment Plant | Primary Sedimentation Process | Power & Controls System | E-00001729 | UPS, PANEL, CONTROL, PRIMARY SKIMMINGS, PST 00418-UPS | SIT-0011 | Installed
Municipal Wastewater Treatment Plant | Primary Sedimentation Process | Settling Tank System | E-00001355 | COLLECTOR 1, ENVIREX SYSTEMS, PRIMARY SLUDGE, PST 00402-PSC1 | SIT-0011 | Installed | NRG
Municipal Wastewater Treatment Plant | Primary Sedimentation Process | Settling Tank System | E-00001358 | COLLECTOR 4, ENVIREX SYSTEMS, PRIMARY SLUDGE, PST 00411-PSC4 | SIT-0011 | Installed | NRG |  | 890122539.96.003
Municipal Wastewater Treatment Plant | Primary Sedimentation Process | Settling Tank System | E-00001370 | GATE 1, OUTLET, TANK 1, RAPID MIX, PST 00401-G-SLIDE-GATE1 | SIT-0011 | Installed | GOLDEN | GH-100
Municipal Wastewater Treatment Plant | Primary Sedimentation Process | Settling Tank System | E-00001373 | GATE 1, OUTLET, TANK 2, RAPID MIX, PST 00404-G-SLIDE-GATE1 | SIT-0011 | Installed | GOLDEN | GH-100
Municipal Wastewater Treatment Plant | Primary Sedimentation Process | Settling Tank System | E-00001376 | GATE 1, OUTLET, TANK 3, RAPID MIX, PST 00407-G-SLIDE-GATE1 | SIT-0011 | Installed | GOLDEN | GH-100
Municipal Wastewater Treatment Plant | Primary Sedimentation Process | Settling Tank System | E-00001379 | GATE 1, OUTLET, TANK 4, RAPID MIX, PST 00410-G-SLIDE-GATE1 | SIT-0011 | Installed | GOLDEN | GH-100
Municipal Wastewater Treatment Plant | Primary Sedimentation Process | Settling Tank System | E-00001382 | GATE 1, OUTLET, TANK 5, RAPID MIX, PST 00413-G-SLIDE-GATE1 | SIT-0011 | Installed | GOLDEN | GH-100
Municipal Wastewater Treatment Plant | Primary Sedimentation Process | Settling Tank System | E-00001371 | GATE 2, OUTLET, TANK 1, RAPID MIX, PST 00401-G-SLIDE-GATE2 | SIT-0011 | Installed | GOLDEN | GH-100
Municipal Wastewater Treatment Plant | Primary Sedimentation Process | Settling Tank System | E-00001374 | GATE 2, OUTLET, TANK 2, RAPID MIX, PST 00404-G-SLIDE-GATE2 | SIT-0011 | Installed | GOLDEN | GH-100
Municipal Wastewater Treatment Plant | Primary Sedimentation Process | Settling Tank System | E-00001377 | GATE 2, OUTLET, TANK 3, RAPID MIX, PST 00407-G-SLIDE-GATE2 | SIT-0011 | Installed | GOLDEN | GH-100
Municipal Wastewater Treatment Plant | Primary Sedimentation Process | Settling Tank System | E-00001380 | GATE 2, OUTLET, TANK 4, RAPID MIX, PST 00410-G-SLIDE-GATE2 | SIT-0011 | Installed | GOLDEN | GH-100
Municipal Wastewater Treatment Plant | Primary Sedimentation Process | Settling Tank System | E-00001383 | GATE 2, OUTLET, TANK 5, RAPID MIX, PST 00413-G-SLIDE-GATE2 | SIT-0011 | Installed | GOLDEN | GH-100
Municipal Wastewater Treatment Plant | Primary Sedimentation Process | Settling Tank System | E-00002039 | GATE 3, OUTLET, TANK 1, RAPID MIX, PST 00401-G-SLIDE-GATE3 | SIT-0011 | Installed | GOLDEN | GH-100
Municipal Wastewater Treatment Plant | Primary Sedimentation Process | Settling Tank System | E-00002040 | GATE 3, OUTLET, TANK 2, RAPID MIX, PST 00401-G-SLIDE-GATE3 | SIT-0011 | Installed | GOLDEN | GH-100
Municipal Wastewater Treatment Plant | Primary Sedimentation Process | Settling Tank System | E-00002041 | GATE 3, OUTLET, TANK 3, RAPID MIX, PST 00401-G-SLIDE-GATE3 | SIT-0011 | Installed | GOLDEN | GH-100
Municipal Wastewater Treatment Plant | Primary Sedimentation Process | Settling Tank System | E-00002042 | GATE 3, OUTLET, TANK 4, RAPID MIX, PST 00401-G-SLIDE-GATE3 | SIT-0011 | Installed | GOLDEN | GH-100
Municipal Wastewater Treatment Plant | Primary Sedimentation Process | Settling Tank System | E-00002043 | GATE 3, OUTLET, TANK 5, RAPID MIX, PST 00401-G-SLIDE-GATE3 | SIT-0011 | Installed | GOLDEN | GH-100
Municipal Wastewater Treatment Plant | Primary Sedimentation Process | Settling Tank System | E-00001369 | GATE, SCUM, INLET, TANK 1, RAPID MIX, PST 00401-G-SLIDE-SCUM1 | SIT-0011 | Installed | GOLDEN | GH-65
Municipal Wastewater Treatment Plant | Primary Sedimentation Process | Settling Tank System | E-00001372 | GATE, SCUM, INLET, TANK 2, RAPID MIX, PST 00404-G-SLIDE-SCUM2 | SIT-0011 | Installed | GOLDEN | GH-65
Municipal Wastewater Treatment Plant | Primary Sedimentation Process | Settling Tank System | E-00001375 | GATE, SCUM, INLET, TANK 3, RAPID MIX, PST 00407-G-SLIDE-SCUM3 | SIT-0011 | Installed | GOLDEN | GH-65
Municipal Wastewater Treatment Plant | Primary Sedimentation Process | Settling Tank System | E-00001378 | GATE, SCUM, INLET, TANK 4, RAPID MIX, PST 00410-G-SLIDE-SCUM4 | SIT-0011 | Installed | GOLDEN | GH-65
Municipal Wastewater Treatment Plant | Primary Sedimentation Process | Settling Tank System | E-00001381 | GATE, SCUM, INLET, TANK 5, RAPID MIX, PST 00413-G-SLIDE-SCUM5 | SIT-0011 | Installed | GOLDEN | GH-65
Municipal Wastewater Treatment Plant | Primary Sedimentation Process | Settling Tank System | E-00000646 | MIXER, TANK 2, MIX, POLYMER, PST 00556-PPM2 | SIT-0011 | Installed | CHEMINEER | 5JTC
Municipal Wastewater Treatment Plant | Primary Sedimentation Process | Settling Tank System | E-00001621 | PIPING, PST SKIMMINGS SUMP 00616-PSKSP-PG | SIT-0011 | Installed
Municipal Wastewater Treatment Plant | Primary Sedimentation Process | Settling Tank System | E-00000425 | PUMP 1, SUMP, DRY WELL, SKIMMINGS, PST 00616-PSKSP1 | SIT-0011 | Installed | BARNESPUMPS | 3SE1544DS
Municipal Wastewater Treatment Plant | Primary Sedimentation Process | Settling Tank System | E-00000426 | PUMP 2, SUMP, DRY WELL, SKIMMINGS, PST 00616-PSKSP2 | SIT-0011 | Installed | BARNESPUMPS | 3SE1544DS
Municipal Wastewater Treatment Plant | Primary Sedimentation Process | Settling Tank System | E-00001340 | SKIMMER 1, ROTARY, PST 00403-PSKS1 | SIT-0011 | Installed | NRG | 18" DIA 20' 8" LONG 60 DEG SLO | M160500
Municipal Wastewater Treatment Plant | Primary Sedimentation Process | Settling Tank System | E-00001342 | SKIMMER 2, ROTARY, PST 00406-PSKS2 | SIT-0011 | Installed | NRG | 18" DIA 20' 8" LONG 60 DEG SLO | M160501
Municipal Wastewater Treatment Plant | Primary Sedimentation Process | Settling Tank System | E-00001344 | SKIMMER 3, ROTARY, PST 00409-PSKS3 | SIT-0011 | Installed | NRG | 18" DIA 20' 8" LONG 60 DEG SLO | M160498
Municipal Wastewater Treatment Plant | Primary Sedimentation Process | Settling Tank System | E-00001346 | SKIMMER 4, ROTARY, PST 00412-PSKS4 | SIT-0011 | Installed | NRG | 18" DIA 20' 8" LONG 60 DEG SLO | M160499
Municipal Wastewater Treatment Plant | Primary Sedimentation Process | Settling Tank System | E-00001348 | SKIMMER 5, ROTARY, PST 00415-PSKS5 | SIT-0011 | Installed | NRG | 18" DIA 20' 8" LONG 60 DEG SLO | M160502
Municipal Wastewater Treatment Plant | Primary Sedimentation Process | Settling Tank System | E-00001350 | TANK 1, PRIMARY SEDIMENTATION, PST 00400-PST1 | SIT-0011 | Installed
Municipal Wastewater Treatment Plant | Primary Sedimentation Process | Settling Tank System | E-00001351 | TANK 2, PRIMARY SEDIMENTATION, PST 00400-PST2 | SIT-0011 | Installed
Municipal Wastewater Treatment Plant | Primary Sedimentation Process | Settling Tank System | E-00001352 | TANK 3, PRIMARY SEDIMENTATION, PST 00400-PST3 | SIT-0011 | Installed
Municipal Wastewater Treatment Plant | Primary Sedimentation Process | Settling Tank System | E-00001353 | TANK 4, PRIMARY SEDIMENTATION, PST 00400-PST4 | SIT-0011 | Installed
Municipal Wastewater Treatment Plant | Primary Sedimentation Process | Settling Tank System | E-00001354 | TANK 5, PRIMARY SEDIMENTATION, PST 00400-PST5 | SIT-0011 | Installed
Municipal Wastewater Treatment Plant | Primary Sedimentation Process | Settling Tank System | E-00001360 | VALVE, GATE, FILL AND DRAW, CLARIFIER 1, PST 00400-G-SLIDE-FAD1 | SIT-0011 | Installed | DEZURIKVALVE
Municipal Wastewater Treatment Plant | Primary Sedimentation Process | Settling Tank System | E-00001361 | VALVE, GATE, FILL AND DRAW, CLARIFIER 2, PST 00400-G-SLIDE-FAD2 | SIT-0011 | Installed | DEZURIKVALVE
Municipal Wastewater Treatment Plant | Primary Sedimentation Process | Settling Tank System | E-00001362 | VALVE, GATE, FILL AND DRAW, CLARIFIER 3, PST 00400-G-SLIDE-FAD3 | SIT-0011 | Installed | DEZURIKVALVE
Municipal Wastewater Treatment Plant | Primary Sedimentation Process | Settling Tank System | E-00001363 | VALVE, GATE, FILL AND DRAW, CLARIFIER 4, PST 00400-G-SLIDE-FAD4 | SIT-0011 | Installed | DEZURIKVALVE
Municipal Wastewater Treatment Plant | Primary Sedimentation Process | Settling Tank System | E-00001364 | VALVE, GATE, FILL AND DRAW, CLARIFIER 5, PST 00400-G-SLIDE-FAD5 | SIT-0011 | Installed | DEZURIKVALVE
Municipal Wastewater Treatment Plant | Primary Sedimentation Process | Settling Tank System | E-00001341 | VALVE, SPRAYER, SKIMMER 1, ROTARY, PST 00403-MV-PSKS1 | SIT-0011 | Installed
Municipal Wastewater Treatment Plant | Primary Sedimentation Process | Settling Tank System | E-00001343 | VALVE, SPRAYER, SKIMMER 2, ROTARY, PST 00406-MV-PSKS2 | SIT-0011 | Installed
Municipal Wastewater Treatment Plant | Primary Sedimentation Process | Settling Tank System | E-00001345 | VALVE, SPRAYER, SKIMMER 3, ROTARY, PST 00409-MV-PSKS3 | SIT-0011 | Installed
Municipal Wastewater Treatment Plant | Primary Sedimentation Process | Settling Tank System | E-00001347 | VALVE, SPRAYER, SKIMMER 4, ROTARY, PST 00412-MV-PSKS4 | SIT-0011 | Installed
Municipal Wastewater Treatment Plant | Primary Sedimentation Process | Settling Tank System | E-00001349 | VALVE, SPRAYER, SKIMMER 5, ROTARY, PST 00415-MV-PSKS5 | SIT-0011 | Installed
Municipal Wastewater Treatment Plant | Primary Sedimentation Process | Settling Tank System | E-00001622 | VALVES, PST SKIMMINGS SUMP 00616-PSKSP-VG | SIT-0011 | Installed
Municipal Wastewater Treatment Plant | Primary Sedimentation Process | Sludge Pumping System | E-00002171 | PUMP 1, SUMP, SLUDGE GALLERY, PST 00615-PSSP1 | SIT-0011 | Installed | BARNESPUMPS | 3SE1544DS
Municipal Wastewater Treatment Plant | Primary Sedimentation Process | Sludge Pumping System | E-00002172 | PUMP 2, SUMP, SLUDGE GALLERY, PST 00615-PSSP2 | SIT-0011 | Installed | BARNESPUMPS | 3SE1544DS
Municipal Wastewater Treatment Plant | Secondary Sedimentation Process | Power & Controls System | E-00002073 | MCC BUCKET SST1, CDWP2 | SIT-0011 | Installed
Municipal Wastewater Treatment Plant | Secondary Sedimentation Process | Power & Controls System | E-00002094 | MCC BUCKET, ASTN1, MAIN BREAKER A | SIT-0011 | Installed
Municipal Wastewater Treatment Plant | Secondary Sedimentation Process | Power & Controls System | E-00002154 | MCC BUCKET, ASTN1, TIE BREAKER | SIT-0011 | Installed | CUTLERHAMMER | FREEDOM SERIES 2100
Municipal Wastewater Treatment Plant | Secondary Sedimentation Process | Power & Controls System | E-00002134 | MCC BUCKET, SST1 SPARE/NPW2P5 | SIT-0011 | Installed | CUTLERHAMMER | FREEDOM SERIES 2100
Municipal Wastewater Treatment Plant | Secondary Sedimentation Process | Power & Controls System | E-00002071 | MCC BUCKET, SST1, ATS-150A | SIT-0011 | Installed
Municipal Wastewater Treatment Plant | Secondary Sedimentation Process | Power & Controls System | E-00002072 | MCC BUCKET, SST1, BEG1/NPW2P4 | SIT-0011 | Installed
Municipal Wastewater Treatment Plant | Secondary Sedimentation Process | Power & Controls System | E-00002087 | MCC BUCKET, SST1, EFFLUENT DISTRIBUTION STRUCTURE | SIT-0011 | Installed
Municipal Wastewater Treatment Plant | Secondary Sedimentation Process | Power & Controls System | E-00002057 | MCC BUCKET, SST1, NPW2P1 | SIT-0011 | Installed | CUTLERHAMMER | FREEDOM SERIES 2100
Municipal Wastewater Treatment Plant | Secondary Sedimentation Process | Power & Controls System | E-00002058 | MCC BUCKET, SST1, NPW2P2 | SIT-0011 | Installed | CUTLERHAMMER | FREEDOM SERIES 2100
Municipal Wastewater Treatment Plant | Secondary Sedimentation Process | Power & Controls System | E-00002110 | MCC BUCKET, SST1, NPW2P3 | SIT-0011 | Installed | CUTLERHAMMER | FREEDOM SERIES 2100
Municipal Wastewater Treatment Plant | Secondary Sedimentation Process | Power & Controls System | E-00002117 | MCC BUCKET, SST1, PDBWP | SIT-0011 | Installed | CUTLERHAMMER | FREEDOM SERIES 2100
Municipal Wastewater Treatment Plant | Secondary Sedimentation Process | Power & Controls System | E-00002118 | MCC BUCKET, SST1, PE8G1 | SIT-0011 | Installed | CUTLERHAMMER | FREEDOM SERIES 2100
Municipal Wastewater Treatment Plant | Secondary Sedimentation Process | Power & Controls System | E-00002121 | MCC BUCKET, SST1, PLERSP | SIT-0011 | Installed | CUTLERHAMMER | FREEDOM SERIES 2100
Municipal Wastewater Treatment Plant | Secondary Sedimentation Process | Power & Controls System | E-00002123 | MCC BUCKET, SST1, RASP1A | SIT-0011 | Installed | CUTLERHAMMER | FREEDOM SERIES 2100
Municipal Wastewater Treatment Plant | Secondary Sedimentation Process | Power & Controls System | E-00002124 | MCC BUCKET, SST1, RASP1B | SIT-0011 | Installed | CUTLERHAMMER | FREEDOM SERIES 2100
Municipal Wastewater Treatment Plant | Secondary Sedimentation Process | Power & Controls System | E-00002126 | MCC BUCKET, SST1, RASP1D | SIT-0011 | Installed | CUTLERHAMMER | FREEDOM SERIES 2100
Municipal Wastewater Treatment Plant | Secondary Sedimentation Process | Power & Controls System | E-00002127 | MCC BUCKET, SST1, RASP1E | SIT-0011 | Installed | CUTLERHAMMER | FREEDOM SERIES 2100
Municipal Wastewater Treatment Plant | Secondary Sedimentation Process | Power & Controls System | E-00002128 | MCC BUCKET, SST1, RASP1F | SIT-0011 | Installed | CUTLERHAMMER | FREEDOM SERIES 2100
Municipal Wastewater Treatment Plant | Secondary Sedimentation Process | Power & Controls System | E-00002130 | MCC BUCKET, SST1, SEG1/WASP1B | SIT-0011 | Installed | CUTLERHAMMER | FREEDOM SERIES 2100
Municipal Wastewater Treatment Plant | Secondary Sedimentation Process | Power & Controls System | E-00002131 | MCC BUCKET, SST1, SGEF1A | SIT-0011 | Installed | CUTLERHAMMER | FREEDOM SERIES 2100
Municipal Wastewater Treatment Plant | Secondary Sedimentation Process | Power & Controls System | E-00002132 | MCC BUCKET, SST1, SGEF1B | SIT-0011 | Installed | CUTLERHAMMER | FREEDOM SERIES 2100
Municipal Wastewater Treatment Plant | Secondary Sedimentation Process | Power & Controls System | E-00002665 | MCC BUCKET, SST1, SGSF1A | SIT-0011 | Installed | CUTLERHAMMER | FREEDOM SERIES 2100
Municipal Wastewater Treatment Plant | Secondary Sedimentation Process | Power & Controls System | E-00002136 | MCC BUCKET, SST1, SSC1 | SIT-0011 | Installed | CUTLERHAMMER | FREEDOM SERIES 2100
Municipal Wastewater Treatment Plant | Secondary Sedimentation Process | Power & Controls System | E-00002137 | MCC BUCKET, SST1, SSC10 | SIT-0011 | Installed | CUTLERHAMMER | FREEDOM SERIES 2100
Municipal Wastewater Treatment Plant | Secondary Sedimentation Process | Power & Controls System | E-00002129 | MCC BUCKET, SST1, SSC11 | SIT-0011 | Installed | CUTLERHAMMER | FREEDOM SERIES 2100
Municipal Wastewater Treatment Plant | Secondary Sedimentation Process | Power & Controls System | E-00002138 | MCC BUCKET, SST1, SSC12 | SIT-0011 | Installed | CUTLERHAMMER | FREEDOM SERIES 2100
Municipal Wastewater Treatment Plant | Secondary Sedimentation Process | Power & Controls System | E-00002139 | MCC BUCKET, SST1, SSC13 | SIT-0011 | Installed | CUTLERHAMMER | FREEDOM SERIES 2100
Municipal Wastewater Treatment Plant | Secondary Sedimentation Process | Power & Controls System | E-00002140 | MCC BUCKET, SST1, SSC2 | SIT-0011 | Installed | CUTLERHAMMER | FREEDOM SERIES 2100
Municipal Wastewater Treatment Plant | Secondary Sedimentation Process | Power & Controls System | E-00002141 | MCC BUCKET, SST1, SSC3 | SIT-0011 | Installed | CUTLERHAMMER | FREEDOM SERIES 2100
Municipal Wastewater Treatment Plant | Secondary Sedimentation Process | Power & Controls System | E-00002142 | MCC BUCKET, SST1, SSC4 | SIT-0011 | Installed | CUTLERHAMMER | FREEDOM SERIES 2100
Municipal Wastewater Treatment Plant | Secondary Sedimentation Process | Power & Controls System | E-00002143 | MCC BUCKET, SST1, SSC5 | SIT-0011 | Installed | CUTLERHAMMER | FREEDOM SERIES 2100
Municipal Wastewater Treatment Plant | Secondary Sedimentation Process | Power & Controls System | E-00002144 | MCC BUCKET, SST1, SSC6 | SIT-0011 | Installed | CUTLERHAMMER | FREEDOM SERIES 2100
Municipal Wastewater Treatment Plant | Secondary Sedimentation Process | Power & Controls System | E-00002145 | MCC BUCKET, SST1, SSC7 | SIT-0011 | Installed | CUTLERHAMMER | FREEDOM SERIES 2100
Municipal Wastewater Treatment Plant | Secondary Sedimentation Process | Power & Controls System | E-00002146 | MCC BUCKET, SST1, SSC8 | SIT-0011 | Installed | CUTLERHAMMER | FREEDOM SERIES 2100
Municipal Wastewater Treatment Plant | Secondary Sedimentation Process | Power & Controls System | E-00002147 | MCC BUCKET, SST1, SSC9 | SIT-0011 | Installed | CUTLERHAMMER | FREEDOM SERIES 2100
Municipal Wastewater Treatment Plant | Secondary Sedimentation Process | Power & Controls System | E-00002148 | MCC BUCKET, SST1, SSKP1A | SIT-0011 | Installed | CUTLERHAMMER | FREEDOM SERIES 2100
Municipal Wastewater Treatment Plant | Secondary Sedimentation Process | Power & Controls System | E-00002149 | MCC BUCKET, SST1, SSKP1B | SIT-0011 | Installed | CUTLERHAMMER | FREEDOM SERIES 2100
Municipal Wastewater Treatment Plant | Secondary Sedimentation Process | Power & Controls System | E-00002150 | MCC BUCKET, SST1, SSTDP1 | SIT-0011 | Installed | CUTLERHAMMER | FREEDOM SERIES 2100
Municipal Wastewater Treatment Plant | Secondary Sedimentation Process | Power & Controls System | E-00002151 | MCC BUCKET, SST1, SSTSP1/WASP1A | SIT-0011 | Installed | CUTLERHAMMER | FREEDOM SERIES 2100
Municipal Wastewater Treatment Plant | Secondary Sedimentation Process | Power & Controls System | E-00002152 | MCC BUCKET, SST1, SSTSP2/TSP12 | SIT-0011 | Installed | CUTLERHAMMER | FREEDOM SERIES 2100
Municipal Wastewater Treatment Plant | Secondary Sedimentation Process | Power & Controls System | E-00002153 | MCC BUCKET, SST1, SSTSP3/TSP12 | SIT-0011 | Installed | CUTLERHAMMER | FREEDOM SERIES 2100
Municipal Wastewater Treatment Plant | Secondary Sedimentation Process | Power & Controls System | E-00002156 | MCC BUCKET, SST1, TIE BREAKER | SIT-0011 | Installed | CUTLERHAMMER | FREEDOM SERIES 2100
Municipal Wastewater Treatment Plant | Secondary Sedimentation Process | Power & Controls System | E-00002158 | MCC BUCKET, SST1, TLC16 | SIT-0011 | Installed | CUTLERHAMMER | FREEDOM SERIES 2100
Municipal Wastewater Treatment Plant | Secondary Sedimentation Process | Power & Controls System | E-00002162 | MCC BUCKET,SST1, TSP12A | SIT-0011 | Installed | CUTLERHAMMER | FREEDOM SERIES 2100
Municipal Wastewater Treatment Plant | Secondary Sedimentation Process | Power & Controls System | E-00002666 | MCC STARTER, MISC.PANELS,TX,ATS,WASP1A | SIT-0011 | Installed | CUTLERHAMMER | FREEDOM SERIES 2100
Municipal Wastewater Treatment Plant | Secondary Sedimentation Process | Power & Controls System | E-00002253 | MCC-ASTN2, Bucket,IMLRP1 | SIT-0011 | Installed
Municipal Wastewater Treatment Plant | Secondary Sedimentation Process | Power & Controls System | E-00002254 | MCC-ASTN2, Bucket,IMLRP2 | SIT-0011 | Installed
Municipal Wastewater Treatment Plant | Secondary Sedimentation Process | Power & Controls System | E-00002255 | MCC-ASTN2, Bucket,IMLRP3 | SIT-0011 | Installed
Municipal Wastewater Treatment Plant | Secondary Sedimentation Process | Power & Controls System | E-00002256 | MCC-ASTN2, Bucket,IMLRP4 | SIT-0011 | Installed
Municipal Wastewater Treatment Plant | Secondary Sedimentation Process | Power & Controls System | E-00002257 | MCC-ASTN2, Bucket,IMLRP5 | SIT-0011 | Installed
Municipal Wastewater Treatment Plant | Secondary Sedimentation Process | Power & Controls System | E-00002258 | MCC-ASTN2, Bucket,IMLRP6 | SIT-0011 | Installed
Municipal Wastewater Treatment Plant | Secondary Sedimentation Process | Power & Controls System | E-00002259 | MCC-ASTN2, Bucket,IMLRP7 | SIT-0011 | Installed
Municipal Wastewater Treatment Plant | Secondary Sedimentation Process | Power & Controls System | E-00002260 | MCC-ASTN2, Bucket,IMLRP8 | SIT-0011 | Installed
Municipal Wastewater Treatment Plant | Secondary Sedimentation Process | Power & Controls System | E-00002261 | MCC-ASTN2, Bucket,IMLRP9 | SIT-0011 | Installed
Municipal Wastewater Treatment Plant | Secondary Sedimentation Process | Power & Controls System | E-00002272 | MCC-ASTN2, Bucket,Main Breaker "A" | SIT-0011 | Installed
Municipal Wastewater Treatment Plant | Secondary Sedimentation Process | Power & Controls System | E-00002279 | MCC-ASTN2, Bucket,Main Breaker "B" | SIT-0011 | Installed
Municipal Wastewater Treatment Plant | Secondary Sedimentation Process | Power & Controls System | E-00002286 | MCC-ASTN2, Bucket,NBSAEF1 | SIT-0011 | Installed
Municipal Wastewater Treatment Plant | Secondary Sedimentation Process | Power & Controls System | E-00002287 | MCC-ASTN2, Bucket,NBSAEF2 | SIT-0011 | Installed
Municipal Wastewater Treatment Plant | Secondary Sedimentation Process | Power & Controls System | E-00002288 | MCC-ASTN2, Bucket,NBSAEF3 | SIT-0011 | Installed
Municipal Wastewater Treatment Plant | Secondary Sedimentation Process | Power & Controls System | E-00002289 | MCC-ASTN2, Bucket,NBSAEF4 | SIT-0011 | Installed
Municipal Wastewater Treatment Plant | Secondary Sedimentation Process | Power & Controls System | E-00002097 | MCC, BUCKET, ASTN1, MAIN BREAKER B | SIT-0011 | Installed
Municipal Wastewater Treatment Plant | Secondary Sedimentation Process | Power & Controls System | E-00001966 | MCC, SSC SSC-MCC | SIT-0011 | Installed | CUTLERHAMMER | FREEDOM SERIES 2100 | RCD0708007
Municipal Wastewater Treatment Plant | Secondary Sedimentation Process | Power & Controls System | E-00002664 | MCC,CONTROL CABINET,MISC.PANELS,TX,ATS,NPW2P5 | SIT-0011 | Installed | CUTLERHAMMER | FREEDOM SERIES 2100
Municipal Wastewater Treatment Plant | Secondary Sedimentation Process | Settling Tank System | E-00000329 | ACTUATOR, VALVE, SKIMMING, SECONDARY, SSKV1A, FCV-1145 | SIT-0011 | Installed | ROTORK | IQT500FA101 | CD29090102
Municipal Wastewater Treatment Plant | Secondary Sedimentation Process | Settling Tank System | E-00000330 | ACTUATOR, VALVE, SKIMMING, SECONDARY, SSKV1B, FCV-1146 | SIT-0011 | Installed | ROTORK | IQT500FA101 | CD29090103
Municipal Wastewater Treatment Plant | Secondary Sedimentation Process | Settling Tank System | E-00000331 | ACTUATOR, VALVE, SKIMMING, SECONDARY, SSKV1C, FCV-1147 | SIT-0011 | Installed | ROTORK | IQT500FA101 | CD29090101
Municipal Wastewater Treatment Plant | Secondary Sedimentation Process | Settling Tank System | E-00000352 | COLLECTOR 1, SECONDARY SLUDGE SSC1 | SIT-0011 | Installed | TASET | NC2720S | TSEC-BORDER-1
Municipal Wastewater Treatment Plant | Secondary Sedimentation Process | Settling Tank System | E-00000353 | COLLECTOR 10, SECONDARY SLUDGE SSC10 | SIT-0011 | Installed | TASET | NC2720S | TSEC-BORDER-10
Municipal Wastewater Treatment Plant | Secondary Sedimentation Process | Settling Tank System | E-00001898 | COLLECTOR 11, SECONDARY SLUDGE SSC11 | SIT-0011 | Installed | TASET | NC2720S | TSEC-BORDER-1
Municipal Wastewater Treatment Plant | Secondary Sedimentation Process | Settling Tank System | E-00001899 | COLLECTOR 12, SECONDARY SLUDGE SSC12 | SIT-0011 | Installed | TASET | NC2720S | TSEC-BORDER-1
Municipal Wastewater Treatment Plant | Secondary Sedimentation Process | Settling Tank System | E-00001900 | COLLECTOR 13, SECONDARY SLUDGE SSC13 | SIT-0011 | Installed | TASET | NC2720S | TSEC-BORDER-1
Municipal Wastewater Treatment Plant | Secondary Sedimentation Process | Settling Tank System | E-00002732 | COLLECTOR 2, ENVIREX SYSTEMS, PRIMARY SLUDGE, PST PSC2 | SIT-0011 | Installed | SEWEURODRIVE
Municipal Wastewater Treatment Plant | Secondary Sedimentation Process | Settling Tank System | E-00000354 | COLLECTOR 2, SECONDARY SLUDGE SSC2 | SIT-0011 | Installed | TASET | NC2720S | TSEC-BORDER-2
Municipal Wastewater Treatment Plant | Secondary Sedimentation Process | Settling Tank System | E-00002733 | COLLECTOR 3, ENVIREX SYSTEMS, PRIMARY SLUDGE, PST PSC3 | SIT-0011 | Installed | SEWEURODRIVE
Municipal Wastewater Treatment Plant | Secondary Sedimentation Process | Settling Tank System | E-00000355 | COLLECTOR 3, SECONDARY SLUDGE SSC3 | SIT-0011 | Installed | TASET | NC2720S | TSEC-BORDER-3
Municipal Wastewater Treatment Plant | Secondary Sedimentation Process | Settling Tank System | E-00000356 | COLLECTOR 4, SECONDARY SLUDGE SSC4 | SIT-0011 | Installed | TASET | NC2720S | TSEC-BORDER-4
Municipal Wastewater Treatment Plant | Secondary Sedimentation Process | Settling Tank System | E-00002734 | COLLECTOR 5, ENVIREX SYSTEMS, PRIMARY SLUDGE, PST PSC5 | SIT-0011 | Installed | SEWEURODRIVE
Municipal Wastewater Treatment Plant | Secondary Sedimentation Process | Settling Tank System | E-00000357 | COLLECTOR 5, SECONDARY SLUDGE SSC5 | SIT-0011 | Installed | TASET | NC2720S | TSEC-BORDER-5
Municipal Wastewater Treatment Plant | Secondary Sedimentation Process | Settling Tank System | E-00000358 | COLLECTOR 6, SECONDARY SLUDGE SSC6 | SIT-0011 | Installed | TASET | NC2720S | TSEC-BORDER-6
Municipal Wastewater Treatment Plant | Secondary Sedimentation Process | Settling Tank System | E-00000359 | COLLECTOR 7, SECONDARY SLUDGE SSC7 | SIT-0011 | Installed | TASET | NC2720S | TSEC-BORDER-7
Municipal Wastewater Treatment Plant | Secondary Sedimentation Process | Settling Tank System | E-00000360 | COLLECTOR 8, SECONDARY SLUDGE SSC8 | SIT-0011 | Installed | TASET | NC2720S | TSEC-BORDER-8
Municipal Wastewater Treatment Plant | Secondary Sedimentation Process | Settling Tank System | E-00000361 | COLLECTOR 9, SECONDARY SLUDGE SSC9 | SIT-0011 | Installed | TASET | NC2720S | TSEC-BORDER-9
Municipal Wastewater Treatment Plant | Secondary Sedimentation Process | Settling Tank System | E-00000332 | DRIVE 1, SKIMMING, SECONDARY (ROTORK ACTUATOR) SSKS1 | SIT-0011 | Installed | ROTORK | IQ25FA14Z | MD01410101
Municipal Wastewater Treatment Plant | Secondary Sedimentation Process | Settling Tank System | E-00000333 | DRIVE 10, SKIMMING, SECONDARY (ROTORK ACTUATOR) SSKS10 | SIT-0011 | Installed | ROTORK | IQ25FA14Z | MD01410110
Municipal Wastewater Treatment Plant | Secondary Sedimentation Process | Settling Tank System | E-00001901 | DRIVE 11, SKIMMING, SECONDARY (ROTORK ACTUATOR) SSKS11 | SIT-0011 | Installed | ROTORK | IQ20FA14A | 1R78320101
Municipal Wastewater Treatment Plant | Secondary Sedimentation Process | Settling Tank System | E-00001902 | DRIVE 12, SKIMMING, SECONDARY (ROTORK ACTUATOR) SSKS12 | SIT-0011 | Installed | ROTORK | IQ20FA14A | 1R78320103
Municipal Wastewater Treatment Plant | Secondary Sedimentation Process | Settling Tank System | E-00001903 | DRIVE 13, SKIMMING, SECONDARY (ROTORK ACTUATOR) SSKS13 | SIT-0011 | Installed | ROTORK | IQ20FA14A | 1R78320102
Municipal Wastewater Treatment Plant | Secondary Sedimentation Process | Settling Tank System | E-00000334 | DRIVE 2, SKIMMING, SECONDARY (ROTORK ACTUATOR) SSKS2 | SIT-0011 | Installed | ROTORK | IQ25FA14Z | MD01410102
Municipal Wastewater Treatment Plant | Secondary Sedimentation Process | Settling Tank System | E-00000335 | DRIVE 3, SKIMMING, SECONDARY (ROTORK ACTUATOR) SSKS3 | SIT-0011 | Installed | ROTORK | IQ25FA14Z | MD01410103
Municipal Wastewater Treatment Plant | Secondary Sedimentation Process | Settling Tank System | E-00000336 | DRIVE 4, SKIMMING, SECONDARY (ROTORK ACTUATOR) SSKS4 | SIT-0011 | Installed | ROTORK | IQ25FA14Z | MD01410104
Municipal Wastewater Treatment Plant | Secondary Sedimentation Process | Settling Tank System | E-00000337 | DRIVE 5, SKIMMING, SECONDARY (ROTORK ACTUATOR) SSKS5 | SIT-0011 | Installed | ROTORK | IQ25FA14Z | MD01410105
Municipal Wastewater Treatment Plant | Secondary Sedimentation Process | Settling Tank System | E-00000338 | DRIVE 6, SKIMMING, SECONDARY (ROTORK ACTUATOR) SSKS6 | SIT-0011 | Installed | ROTORK | IQ25FA14Z | MD01410106
Municipal Wastewater Treatment Plant | Secondary Sedimentation Process | Settling Tank System | E-00000339 | DRIVE 7, SKIMMING, SECONDARY (ROTORK ACTUATOR) SSKS7 | SIT-0011 | Installed | ROTORK | IQ25FA14Z | MD01410107
Municipal Wastewater Treatment Plant | Secondary Sedimentation Process | Settling Tank System | E-00000340 | DRIVE 8, SKIMMING, SECONDARY (ROTORK ACTUATOR) SSKS8 | SIT-0011 | Installed | ROTORK | IQ25FA14Z | MD01410108
Municipal Wastewater Treatment Plant | Secondary Sedimentation Process | Settling Tank System | E-00000341 | DRIVE 9, SKIMMING, SECONDARY (ROTORK ACTUATOR) SSKS9 | SIT-0011 | Installed | ROTORK | IQ25FA14Z | MD01410109
Municipal Wastewater Treatment Plant | Secondary Sedimentation Process | Settling Tank System | E-00000372 | GATE 1, WEIR, INFLUENT CHANNEL, SST (18 X 18) SSTICWG1 | SIT-0011 | Installed | FIBERTECH | GH-66 NRS WEIR
Municipal Wastewater Treatment Plant | Secondary Sedimentation Process | Settling Tank System | E-00000373 | GATE 10, WEIR, INFLUENT CHANNEL, SST (18 X 18) SSTICWG10 | SIT-0011 | Installed | FIBERTECH | GH-66 NRS WEIR
Municipal Wastewater Treatment Plant | Secondary Sedimentation Process | Settling Tank System | E-00000374 | GATE 2, WEIR, INFLUENT CHANNEL, SST (18 X 18) SSTICWG2 | SIT-0011 | Installed | FIBERTECH | GH-66 NRS WEIR
Municipal Wastewater Treatment Plant | Secondary Sedimentation Process | Settling Tank System | E-00000375 | GATE 3, WEIR, INFLUENT CHANNEL, SST (18 X 18) SSTICWG3 | SIT-0011 | Installed | FIBERTECH | GH-66 NRS WEIR
Municipal Wastewater Treatment Plant | Secondary Sedimentation Process | Settling Tank System | E-00000376 | GATE 4, WEIR, INFLUENT CHANNEL, SST (18 X 18) SSTICWG4 | SIT-0011 | Installed | FIBERTECH | GH-66 NRS WEIR
Municipal Wastewater Treatment Plant | Secondary Sedimentation Process | Settling Tank System | E-00000377 | GATE 5, WEIR, INFLUENT CHANNEL, SST (18 X 18) SSTICWG5 | SIT-0011 | Installed | FIBERTECH | GH-66 NRS WEIR
Municipal Wastewater Treatment Plant | Secondary Sedimentation Process | Settling Tank System | E-00000378 | GATE 6, WEIR, INFLUENT CHANNEL, SST (18 X 18) SSTICWG6 | SIT-0011 | Installed | FIBERTECH | GH-66 NRS WEIR
Municipal Wastewater Treatment Plant | Secondary Sedimentation Process | Settling Tank System | E-00000379 | GATE 7, WEIR, INFLUENT CHANNEL, SST (18 X 18) SSTICWG7 | SIT-0011 | Installed | FIBERTECH | GH-66 NRS WEIR
Municipal Wastewater Treatment Plant | Secondary Sedimentation Process | Settling Tank System | E-00000380 | GATE 8, WEIR, INFLUENT CHANNEL, SST (18 X 18) SSTICWG8 | SIT-0011 | Installed | FIBERTECH | GH-66 NRS WEIR
Municipal Wastewater Treatment Plant | Secondary Sedimentation Process | Settling Tank System | E-00000381 | GATE 9, WEIR, INFLUENT CHANNEL, SST (18 X 18) SSTICWG9 | SIT-0011 | Installed | FIBERTECH | GH-66 NRS WEIR
Municipal Wastewater Treatment Plant | Secondary Sedimentation Process | Settling Tank System | E-00002735 | PST Gear Reducer/Motor 1 | SIT-0011 | Installed | SEWEURODRIVE
Municipal Wastewater Treatment Plant | Secondary Sedimentation Process | Settling Tank System | E-00002736 | PST Gear Reducer/Motor 2 | SIT-0011 | Installed | SEWEURODRIVE
Municipal Wastewater Treatment Plant | Secondary Sedimentation Process | Settling Tank System | E-00002737 | PST Gear Reducer/Motor 3 | SIT-0011 | Installed | SEWEURODRIVE
Municipal Wastewater Treatment Plant | Secondary Sedimentation Process | Settling Tank System | E-00002738 | PST Gear Reducer/Motor 4 | SIT-0011 | Installed | SEWEURODRIVE
Municipal Wastewater Treatment Plant | Secondary Sedimentation Process | Settling Tank System | E-00002739 | PST Gear Reducer/Motor 5 | SIT-0011 | Installed | SEWEURODRIVE
Municipal Wastewater Treatment Plant | Secondary Sedimentation Process | Settling Tank System | E-00002728 | Secondary Skimming Spray Valve SSKSV11 | SIT-0011 | Installed | GF | EA25 PPGF
Municipal Wastewater Treatment Plant | Secondary Sedimentation Process | Settling Tank System | E-00002729 | Secondary Skimming Spray Valve SSKSV12 | SIT-0011 | Installed | GF | EA25 PPGF
Municipal Wastewater Treatment Plant | Secondary Sedimentation Process | Settling Tank System | E-00002730 | Secondary Skimming Spray Valve SSKSV13 | SIT-0011 | Installed | GF | EA25 PPGF
Municipal Wastewater Treatment Plant | Sedimentation | Aeration System | E-00001245 | BLOWER 1, AIR, CHANNEL, PRIMARY 00600-PCAB1 | SIT-0011 | Installed | SUTORBILT | 8LP#GAHL-DPA | S231851
Municipal Wastewater Treatment Plant | Sedimentation | Aeration System | E-00001247 | BLOWER 2, AIR, CHANNEL, PRIMARY 00601-PCAB2 | SIT-0011 | Installed | SUTORBILT | 8LP#GAHL-DPA | S121286
Municipal Wastewater Treatment Plant | Sedimentation | Aeration System | E-00001858 | Compressor, Air, Speedaire, 4B250A, Grit Gallery | SIT-0011 | Installed
Municipal Wastewater Treatment Plant | Sedimentation | Aeration System | E-00001250 | FAN 1, SUPPLY, BLOWER, AIR, CHANNEL, PRIMARY 00602-PCBSF1 | SIT-0011 | Installed | HARTZELL | P869505413009
Municipal Wastewater Treatment Plant | Sedimentation | Aeration System | E-00001251 | FAN 2, SUPPLY, BLOWER, AIR, CHANNEL, PRIMARY 00603-PCBSF2 | SIT-0011 | Installed | HARTZELL | P869505413009
Municipal Wastewater Treatment Plant | Sedimentation | Aeration System | E-00001244 | METER, FLOW, AIR, PORTABLE, 315-810 CFM 00607-FLOW-GRIT | SIT-0011 | Installed
Municipal Wastewater Treatment Plant | Sedimentation | Aeration System | E-00001249 | METER, FLOW, BLOWER, AIR, CHANNEL, PRIMARY 00606-FLOW-PCAB | SIT-0011 | Installed
Municipal Wastewater Treatment Plant | Sedimentation | Aeration System | E-00001687 | PIPING, AIR, CHANNEL, PRIMARY 00600-PG | SIT-0011 | Installed
Municipal Wastewater Treatment Plant | Sedimentation | Aeration System | E-00002723 | PST Rapid Mixer 1 | SIT-0011 | Installed
Municipal Wastewater Treatment Plant | Sedimentation | Aeration System | E-00002724 | PST Rapid Mixer 2 | SIT-0011 | Installed
Municipal Wastewater Treatment Plant | Sedimentation | Aeration System | E-00002725 | PST Rapid Mixer 3 | SIT-0011 | Installed
Municipal Wastewater Treatment Plant | Sedimentation | Aeration System | E-00002726 | PST Rapid Mixer 4 | SIT-0011 | Installed
Municipal Wastewater Treatment Plant | Sedimentation | Aeration System | E-00002727 | PST Rapid Mixer 5 | SIT-0011 | Installed
Municipal Wastewater Treatment Plant | Sedimentation | Aeration System | E-00001688 | VALVES, AIR, CHANNEL, PRIMARY 00600-VG | SIT-0011 | Installed
Municipal Wastewater Treatment Plant | Sedimentation | Effluent Bypass System | E-00001391 | ACTUATOR, VALVE, CONTROL, FLOW, 18", PEB 00625-BMCV1-A | SIT-0011 | Installed | EIMVALVE | R5L4-3
Municipal Wastewater Treatment Plant | Sedimentation | Effluent Bypass System | E-00001407 | ACTUATOR, VALVE, CONTROL, FLOW, 48", PEB 00626-BMCV2-A | SIT-0011 | Installed | EIMVALVE
Municipal Wastewater Treatment Plant | Sedimentation | Effluent Bypass System | E-00001419 | CONNECTION, VALVE, EMERGENCY 00911-EMER-CONN (to City of San Diego Point Loma Tr | SIT-0011 | Installed
Municipal Wastewater Treatment Plant | Sedimentation | Effluent Bypass System | E-00001398 | GATE 1, SKIMMING, STRUCTURE, PEB 00623-G-SLIDE-PESSG1 | SIT-0011 | Installed | GOLDEN
Municipal Wastewater Treatment Plant | Sedimentation | Effluent Bypass System | E-00001402 | GATE, KNIFE, INLET, 24", PEB 00625-G-KNIFE-IN | SIT-0011 | Installed | GOLDEN
Municipal Wastewater Treatment Plant | Sedimentation | Effluent Bypass System | E-00001408 | GATE, KNIFE, INLET, 48", PEB 00626-G-KNIFE-IN | SIT-0011 | Installed | GOLDEN
Municipal Wastewater Treatment Plant | Sedimentation | Effluent Bypass System | E-00001403 | GATE, KNIFE, OUTLET, 24", PEB 00625-G-KNIFE-OUT | SIT-0011 | Installed | GOLDEN
Municipal Wastewater Treatment Plant | Sedimentation | Effluent Bypass System | E-00001409 | GATE, KNIFE, OUTLET, 48", PEB 00626-G-KNIFE-OUT | SIT-0011 | Installed | GOLDEN
Municipal Wastewater Treatment Plant | Sedimentation | Effluent Bypass System | E-00001337 | METER, FLOW, 30", EMERGENCY CONNECTION, PRIMARY EFFLUENT 00618-FLOW-PEEC (to Cit | SIT-0011 | Installed
Municipal Wastewater Treatment Plant | Sedimentation | Effluent Bypass System | E-00001394 | METER, FLOW, MAGNETIC, 24", PEB 00625-FLOW-PEBM1 | SIT-0011 | Installed | BAILYFISHER | 10D1465
Municipal Wastewater Treatment Plant | Sedimentation | Effluent Bypass System | E-00002649 | METER, FLOW, MAGNETIC, 48", PEB 00626-FLOW-PEBM2 | SIT-0011 | Installed | BAILYFISHER | 10D1465
Municipal Wastewater Treatment Plant | Sedimentation | Effluent Bypass System | E-00001411 | PUMP 1, SUMP, METER VAULT, PEB 00627-BMSSP1 | SIT-0011 | Installed | BARNESPUMPS | 3SE2044
Municipal Wastewater Treatment Plant | Sedimentation | Effluent Bypass System | E-00001412 | PUMP 2, SUMP, METER VAULT, PEB 00627-BMSSP2 | SIT-0011 | Installed | BARNESPUMPS | 3SE2044
Municipal Wastewater Treatment Plant | Sedimentation | Effluent Bypass System | E-00001396 | PUMP, DRAIN, PEB STRUCTURE 00624-PEBDP | SIT-0011 | Installed | GORMANRUPP | 83A52-B | 1118256
Municipal Wastewater Treatment Plant | Sedimentation | Effluent Bypass System | E-00001416 | VALVE, CONTROL, CONNECTION, EMERGENCY, PRIMARY EFFLUENT 00618-MV-PEEC | SIT-0011 | Installed
Municipal Wastewater Treatment Plant | Sedimentation | Effluent Bypass System | E-00001390 | VALVE, CONTROL, FLOW, 18", PEB 00625-BMCV1 | SIT-0011 | Installed | DEZURIKVALVE | AZ0220
Municipal Wastewater Treatment Plant | Sedimentation | Effluent Bypass System | E-00001406 | VALVE, CONTROL, FLOW, 48", PEB 00626-BMCV2 | SIT-0011 | Installed | DEZURIKVALVE
Municipal Wastewater Treatment Plant | Sedimentation | Effluent Return System | E-00001405 | ACTUATOR, VALVE, CONTROL, FLOW, 42", PERC 00681-FCV-PERC | SIT-0011 | Installed | EIMVALVE | MFG4-3
Municipal Wastewater Treatment Plant | Sedimentation | Effluent Return System | E-00001414 | METER, FLOW, 42" KROHNE, PERC, FE/FIT-00681 00681-PERC-FLOWMETER | SIT-0011 | Installed | KROHNE
Municipal Wastewater Treatment Plant | Sedimentation | Effluent Return System | E-00001404 | VALVE, CONTROL, FLOW, 42", PERC 00681-PERC | SIT-0011 | Installed | DEZURIKVALVE | AZ0220
Municipal Wastewater Treatment Plant | Sedimentation | Non-Potable Water Pumping System | E-00001295 | COMPRESSOR 1, FILL, TANK, HYDROPNEUMATIC, NPW 01345-HTFC1 | SIT-0011 | Installed | ATLAS | LE-6 S | 30864/1995
Municipal Wastewater Treatment Plant | Sedimentation | Non-Potable Water Pumping System | E-00001296 | COMPRESSOR 2, FILL, TANK, HYDROPNEUMATIC, NPW 01345-HTFC2 | SIT-0011 | Installed | ATLAS | LE-6 | 308663/1995
Municipal Wastewater Treatment Plant | Sedimentation | Non-Potable Water Pumping System | E-00001300 | PANEL, CONTROL, PUMP, NPW 01341-MCC-NaOCL | SIT-0011 | Installed
Municipal Wastewater Treatment Plant | Sedimentation | Non-Potable Water Pumping System | E-00001693 | PIPING, NPW 01340-PG | SIT-0011 | Installed
Municipal Wastewater Treatment Plant | Sedimentation | Non-Potable Water Pumping System | E-00001316 | PUMP 1, TURBINE, NPW 01341-NPWP1 | SIT-0011 | Installed | FLOWAY | 10 LKM | 17972-1-1
Municipal Wastewater Treatment Plant | Sedimentation | Non-Potable Water Pumping System | E-00001317 | PUMP 2, TURBINE, NPW 01342-NPWP2 | SIT-0011 | Installed | FLOWAY | 10 LKM | 17972-1-2
Municipal Wastewater Treatment Plant | Sedimentation | Non-Potable Water Pumping System | E-00001318 | PUMP 3, TURBINE, NPW 01343-NPWP3 | SIT-0011 | Installed | FLOWAY | 10 LKM | 17972-1-3
Municipal Wastewater Treatment Plant | Sedimentation | Non-Potable Water Pumping System | E-00001319 | PUMP 4, TURBINE, NPW 01344-NPWP4 | SIT-0011 | Installed | FLOWAY | 10 LKM | 17972-1-4
Municipal Wastewater Treatment Plant | Sedimentation | Non-Potable Water Pumping System | E-00001297 | RECEIVER, TANK, COMPRESSOR, AIR, HYDROPNEUMATIC, NPW 01345-HTFC | SIT-0011 | Installed | ATLAS | 80 GALLON
Municipal Wastewater Treatment Plant | Sedimentation | Non-Potable Water Pumping System | E-00001299 | STATION 1, FLOW, NPW 01348-FLOW-NPW | SIT-0011 | Installed
Municipal Wastewater Treatment Plant | Sedimentation | Non-Potable Water Pumping System | E-00001301 | SWITCH, PRESSURE, PUMP, NPW 01349-PSI-NPW | SIT-0011 | Installed
Municipal Wastewater Treatment Plant | Sedimentation | Non-Potable Water Pumping System | E-00001298 | TANK, HYDROPNEUMATIC, NPW 01346-HPWHT | SIT-0011 | Installed | FLUIDKINETIC | 3600 GALLON | 833
Municipal Wastewater Treatment Plant | Sedimentation | Non-Potable Water Pumping System | E-00001323 | VALVE, CONTROL, CLA-VAL, NPW 01347-MV-NPW | SIT-0011 | Installed
Municipal Wastewater Treatment Plant | Sedimentation | Non-Potable Water Pumping System | E-00001321 | VALVE, CONTROL, FLOAT, NPW 01347-LCV-NPW LIMITTORQUE | SIT-0011 | Installed | LIMITTORQUE |  | L501796
Municipal Wastewater Treatment Plant | Sedimentation | Non-Potable Water Pumping System | E-00001694 | VALVES, NPW 01340-VG | SIT-0011 | Installed
Municipal Wastewater Treatment Plant | Sedimentation | Non-Potable Water Pumping System | E-00001320 | WELL, WET, NPW 01340-WELL-NPW | SIT-0011 | Installed
Municipal Wastewater Treatment Plant | Sedimentation | Non-Potable Water Pumping System | E-00001860 | Well, Wet, NPW2P, Secondary NPW | SIT-0011 | Installed
Municipal Wastewater Treatment Plant | Sedimentation | Power & Controls System | E-00002274 | MCC-USST, Bucket,Main Breaker "A" | SIT-0011 | Installed | CUTLERHAMMER
Municipal Wastewater Treatment Plant | Sedimentation | Power & Controls System | E-00002280 | MCC-USST, Bucket,Main Breaker "B" | SIT-0011 | Installed | CUTLERHAMMER
Municipal Wastewater Treatment Plant | Sedimentation | Power & Controls System | E-00001133 | MCC, ORUSST 02600-MCC-ORUSST | SIT-0011 | Installed | CUTLERHAMMER
Municipal Wastewater Treatment Plant | Sedimentation | Power & Controls System | E-00001130 | MCC, SST SST-MCC | SIT-0011 | Installed | CUTLERHAMMER | FREEDOM SERIES 2100 | RCD0708007
Municipal Wastewater Treatment Plant | Sedimentation | Power & Controls System | E-00002214 | MCC, USST, Bucket, Air Compressor | SIT-0011 | Installed | CUTLERHAMMER
Municipal Wastewater Treatment Plant | Sedimentation | Power & Controls System | E-00001392 | PANEL 1, ANNUNCIATOR, LCP-PEB 00620-ANN1-PEB | SIT-0011 | Installed
Municipal Wastewater Treatment Plant | Sedimentation | Power & Controls System | E-00001268 | PANEL, CONTROL, GRINDER 1, PRIMARY SLUDGE 00475-LCP-PSPG | SIT-0011 | Installed
Municipal Wastewater Treatment Plant | Sedimentation | Power & Controls System | E-00001393 | PANEL, CONTROL, LOCAL, HVAC UNIT, PEB 00620-HVAC-LCP-PEB | SIT-0011 | Installed
Municipal Wastewater Treatment Plant | Sedimentation | Power & Controls System | E-00001415 | PANEL, CONTROL, LOCAL, PERC 00680-LCP-PERC | SIT-0011 | Installed
Municipal Wastewater Treatment Plant | Sedimentation | Power & Controls System | E-00001413 | PANEL, CONTROL, PUMP, SUMP, METER VAULT, PEB 00627-LCP-BMSSP | SIT-0011 | Installed
Municipal Wastewater Treatment Plant | Sedimentation | Power & Controls System | E-00001275 | PANEL, CONTROL, VFD, BENASHAW, PSP 1 00452-AFD-BENSHAW-PSP1 | SIT-0011 | Installed | BENSHAW | RSI-015-S-4DB | 01010500180
Municipal Wastewater Treatment Plant | Sedimentation | Power & Controls System | E-00001276 | PANEL, CONTROL, VFD, BENASHAW, PSP 2 00456-AFD-BENSHAW-PSP2 | SIT-0011 | Installed | BENSHAW | RSI-015-S-4DB | 01010500179
Municipal Wastewater Treatment Plant | Sedimentation | Power & Controls System | E-00001277 | PANEL, CONTROL, VFD, BENASHAW, PSP 3 00460-AFD-BENSHAW-PSP3 | SIT-0011 | Installed | BENSHAW | RSI-015-S-4DB | 96522000227
Municipal Wastewater Treatment Plant | Sedimentation | Power & Controls System | E-00002510 | PANEL, Disconnect Nonfused, D/C - PCBSF1, Compressor Room | SIT-0011 | Installed | HARTZELL | P869505413009
Municipal Wastewater Treatment Plant | Sedimentation | Power & Controls System | E-00002511 | PANEL, Disconnect Nonfused, D/C - PCBSF2, Compressor Room | SIT-0011 | Installed | HARTZELL | P869505413009
Municipal Wastewater Treatment Plant | Sedimentation | Power & Controls System | E-00001395 | PANEL, INTERFACE, OPERATOR, PEB 00620-OI-WKSTN | SIT-0011 | Installed
Municipal Wastewater Treatment Plant | Sedimentation | Power & Controls System | E-00001400 | PANEL, LCP, STRUCTURE, BYPASS, PRIMARY EFFLUENT 00620-LCP-PEB | SIT-0011 | Installed
Municipal Wastewater Treatment Plant | Sedimentation | Power & Controls System | E-00001747 | UPS, PANEL, CONTROL, LOCAL, PERC 0680-UPS-PERC | SIT-0011 | Installed
Municipal Wastewater Treatment Plant | Sedimentation | Power & Controls System | E-00001731 | UPS, PANEL, LCP, STRUCTURE, BYPASS, PRIMARY EFFLUENT 00620-UPS | SIT-0011 | Installed
Municipal Wastewater Treatment Plant | Sedimentation | Power & Controls System | E-00001324 | VFD, A-B 1336 PLUS II, PUMP 1, TURBINE, NPW 01341-AFD-NPWP1 | SIT-0011 | Installed | ALLENBRADLEY
Municipal Wastewater Treatment Plant | Sedimentation | Power & Controls System | E-00001326 | VFD, A-B 1336 PLUS II, PUMP 2, TURBINE, NPW 01342-AFD-NPWP2 | SIT-0011 | Installed | ALLENBRADLEY
Municipal Wastewater Treatment Plant | Sedimentation | Power & Controls System | E-00001328 | VFD, A-B 1336 PLUS II, PUMP 3, TURBINE, NPW 01343-AFD-NPWP3 | SIT-0011 | Installed | ALLENBRADLEY
Municipal Wastewater Treatment Plant | Sedimentation | Power & Controls System | E-00001330 | VFD, A-B 1336 PLUS II, PUMP 4, TURBINE, NPW 01344-AFD-NPWP4 | SIT-0011 | Installed | ALLENBRADLEY
Municipal Wastewater Treatment Plant | Sedimentation | Scum Pumping System | E-00001280 | BUBBLER, WETWELL, PRIMARY SKIMMINGS, EAST 00500-PSKBE | SIT-0011 | Installed
Municipal Wastewater Treatment Plant | Sedimentation | Scum Pumping System | E-00001278 | COMPRESSOR 1, BUBBLER, PRIMARY SKIMMINGS 00500-PSKBC1 | SIT-0011 | Installed
Municipal Wastewater Treatment Plant | Sedimentation | Scum Pumping System | E-00001279 | COMPRESSOR 2, BUBBLER, PRIMARY SKIMMINGS 00500-PSKBC2 | SIT-0011 | Installed
Municipal Wastewater Treatment Plant | Sedimentation | Scum Pumping System | E-00001283 | GRINDER, PRIMARY SKIMMINGS, EAST 00507-PSKGE | SIT-0011 | Installed | FRANKLINMILLER | TM8516-06
Municipal Wastewater Treatment Plant | Sedimentation | Scum Pumping System | E-00001282 | PANEL, CONTROL, GRINDER, PRIMARY SKIMMINGS 00507-LCP-PSKG | SIT-0011 | Installed
Municipal Wastewater Treatment Plant | Sedimentation | Scum Pumping System | E-00001691 | PIPING, PRIMARY SKIMMINGS 00500-PG | SIT-0011 | Installed
Municipal Wastewater Treatment Plant | Sedimentation | Scum Pumping System | E-00001285 | PUMP 1, PRIMARY SKIMMINGS 00501-PSKP1 | SIT-0011 | Installed | WEMCOPUMP | C4X4 TORQUE FLOW | 96W39679
Municipal Wastewater Treatment Plant | Sedimentation | Scum Pumping System | E-00001287 | PUMP 2, PRIMARY SKIMMINGS 00502-PSKP2 | SIT-0011 | Installed | WEMCOPUMP | C4X4 TORQUE FLOW | 96W09680
Municipal Wastewater Treatment Plant | Sedimentation | Scum Pumping System | E-00002036 | SUPPLY SYSTEM, SEAL WATER, PUMP, SKIMMINGS, PRIMARY | SIT-0011 | Installed
Municipal Wastewater Treatment Plant | Sedimentation | Scum Pumping System | E-00001281 | VALVE, DISCHARGE, PRIMARY SKIMMINGS 00505-MV-PSKV3 | SIT-0011 | Installed
Municipal Wastewater Treatment Plant | Sedimentation | Scum Pumping System | E-00001289 | VALVE, RECYCLE, PRIMARY SKIMMINGS 00503-MV-PSKV1 LIMITTORQUE | SIT-0011 | Installed | LIMITTORQUE
Municipal Wastewater Treatment Plant | Sedimentation | Scum Pumping System | E-00001290 | VALVE, RETURN, SUB-NATANT, PRIMARY SKIMMINGS 00504-MV-PSKV2 LIMITTORQUE | SIT-0011 | Installed | LIMITTORQUE
Municipal Wastewater Treatment Plant | Sedimentation | Scum Pumping System | E-00001692 | VALVES, PRIMARY SKIMMINGS 00500-VG | SIT-0011 | Installed
Municipal Wastewater Treatment Plant | Sedimentation | Sludge Pumping System | E-00001266 | GRINDER 1, PRIMARY SLUDGE 00475-PSG1 | SIT-0011 | Installed | FRANKLINMILLER | TM8516-06
Municipal Wastewater Treatment Plant | Sedimentation | Sludge Pumping System | E-00001262 | METER 1, FLOW, 6", PRIMARY SLUDGE 00453-FLOW-PSF1 | SIT-0011 | Installed | FISHERPORTER | SERIES 3000 10DX3111
Municipal Wastewater Treatment Plant | Sedimentation | Sludge Pumping System | E-00001263 | METER 2, FLOW, 6", PRIMARY SLUDGE 00457-FLOW-PSF2 | SIT-0011 | Installed | FISHERPORTER | SERIES 3000 10DX3111
Municipal Wastewater Treatment Plant | Sedimentation | Sludge Pumping System | E-00001264 | METER 3, FLOW, 6", PRIMARY SLUDGE 00461-FLOW-PSF3 | SIT-0011 | Installed | FISHERPORTER | SERIES 3000 10DX3111
Municipal Wastewater Treatment Plant | Sedimentation | Sludge Pumping System | E-00001265 | METER, FLOW, 8", COMMON LINE, PRIMARY SLUDGE 00474-FLOW-PSCF1 | SIT-0011 | Installed | FISHERPORTER | SERIES 3000 10DX3111
Municipal Wastewater Treatment Plant | Sedimentation | Sludge Pumping System | E-00001689 | PIPING, PRIMARY SLUDGE 00450-PG | SIT-0011 | Installed
Municipal Wastewater Treatment Plant | Sedimentation | Sludge Pumping System | E-00001269 | PUMP 1, DISCFLO, PRIMARY SLUDGE 00452-DISC-PSP1 | SIT-0011 | Installed | DISCFLO | 604-12 | 4762
Municipal Wastewater Treatment Plant | Sedimentation | Sludge Pumping System | E-00001271 | PUMP 2, DISCFLO, PRIMARY SLUDGE 00456-DISC-PSP2 | SIT-0011 | Installed | DISCFLO | 604-12 | 4764
Municipal Wastewater Treatment Plant | Sedimentation | Sludge Pumping System | E-00001273 | PUMP 3, DISCFLO, PRIMARY SLUDGE 00460-DISC-PSP3 | SIT-0011 | Installed | DISCFLO | 604-12 | 4763
Municipal Wastewater Treatment Plant | Sedimentation | Sludge Pumping System | E-00001252 | VALVE 1, HOPPER, SLUDGE, TANK 1, PRIMARY SEDIMENTATION 00450-MV-PSV1A LIMITTORQU | SIT-0011 | Installed | LIMITTORQUE
Municipal Wastewater Treatment Plant | Sedimentation | Sludge Pumping System | E-00001254 | VALVE 1, HOPPER, SLUDGE, TANK 2, PRIMARY SEDIMENTATION 00451-MV-PSV2A LIMITTORQU | SIT-0011 | Installed | LIMITTORQUE
Municipal Wastewater Treatment Plant | Sedimentation | Sludge Pumping System | E-00001256 | VALVE 1, HOPPER, SLUDGE, TANK 3, PRIMARY SEDIMENTATION 00454-MV-PSV3A LIMITTORQU | SIT-0011 | Installed | LIMITTORQUE
Municipal Wastewater Treatment Plant | Sedimentation | Sludge Pumping System | E-00001258 | VALVE 1, HOPPER, SLUDGE, TANK 4, PRIMARY SEDIMENTATION 00455-MV-PSV4A LIMITTORQU | SIT-0011 | Installed | LIMITTORQUE
Municipal Wastewater Treatment Plant | Sedimentation | Sludge Pumping System | E-00001260 | VALVE 1, HOPPER, SLUDGE, TANK 5, PRIMARY SEDIMENTATION 00458-MV-PSV5A LIMITTORQU | SIT-0011 | Installed | LIMITTORQUE
Municipal Wastewater Treatment Plant | Sedimentation | Sludge Pumping System | E-00001253 | VALVE 2, HOPPER, SLUDGE, TANK 1, PRIMARY SEDIMENTATION 00450-MV-PSV1B LIMITTORQU | SIT-0011 | Installed | LIMITTORQUE
Municipal Wastewater Treatment Plant | Sedimentation | Sludge Pumping System | E-00001255 | VALVE 2, HOPPER, SLUDGE, TANK 2, PRIMARY SEDIMENTATION 00451-MV-PSV2B LIMITTORQU | SIT-0011 | Installed | LIMITTORQUE
Municipal Wastewater Treatment Plant | Sedimentation | Sludge Pumping System | E-00001257 | VALVE 2, HOPPER, SLUDGE, TANK 3, PRIMARY SEDIMENTATION 00454-MV-PSV3B LIMITTORQU | SIT-0011 | Installed | LIMITTORQUE
Municipal Wastewater Treatment Plant | Sedimentation | Sludge Pumping System | E-00001259 | VALVE 2, HOPPER, SLUDGE, TANK 4, PRIMARY SEDIMENTATION 00455-MV-PSV4B LIMITTORQU | SIT-0011 | Installed | LIMITTORQUE
Municipal Wastewater Treatment Plant | Sedimentation | Sludge Pumping System | E-00001261 | VALVE 2, HOPPER, SLUDGE, TANK 5, PRIMARY SEDIMENTATION 00458-MV-PSV5B LIMITTORQU | SIT-0011 | Installed | LIMITTORQUE
Municipal Wastewater Treatment Plant | Sedimentation | Sludge Pumping System | E-00001690 | VALVES, PRIMARY SLUDGE 00450-VG | SIT-0011 | Installed
Municipal Wastewater Treatment Plant | Support Systems | Maintenance Handtools System | E-00001537 | CAMERA, DIGITAL, D-200L, OLYMPUS 02626-CAMERA | SIT-0011 | Installed |  | D-200L
Municipal Wastewater Treatment Plant | Support Systems | Maintenance Handtools System | E-00001544 | CLEANER, STEAM, PORTABLE 03805-STM-CLEANER1 | SIT-0011 | Installed
Municipal Wastewater Treatment Plant | Support Systems | Maintenance Handtools System | E-00001891 | Cleaner, Steam, Portable, Landa, Veolia owned | SIT-0011 | Installed | LANDAPRESSURE | MHC4-35324E | 11100420-103344
Municipal Wastewater Treatment Plant | Support Systems | Maintenance Handtools System | E-00001867 | Compressor, Air, Maint Bldg, Polar Air | SIT-0011 | Installed
Municipal Wastewater Treatment Plant | Support Systems | Maintenance Handtools System | E-00001541 | COMPRESSOR, AIR, PORTABLE, INGERSOLL-RAND 03801-AIR-PORTABLE | SIT-0011 | Installed | INGERSOLLRAND
Municipal Wastewater Treatment Plant | Support Systems | Maintenance Handtools System | E-00001531 | EQUIPMENT, GENERATOR/TEST, SIGNAL, 4-20 MA 03812-ALLTEK1 | SIT-0011 | Installed
Municipal Wastewater Treatment Plant | Support Systems | Maintenance Handtools System | E-00001540 | GENERATOR, PORTABLE 03800-PORTABLE GEN | SIT-0011 | Installed
Municipal Wastewater Treatment Plant | Support Systems | Maintenance Handtools System | E-00001542 | GUN, RADAR (FOR CANYON ROUND INSPECTION) 00000-RADAR | SIT-0011 | Installed
Municipal Wastewater Treatment Plant | Support Systems | Maintenance Handtools System | E-00001880 | Hoist, Lever, Hand Operated, Dayton 4ZX44, DHOLH-1 | SIT-0011 | Installed
Municipal Wastewater Treatment Plant | Support Systems | Maintenance Handtools System | E-00001881 | Hoist, Lever, Hand Operated, Dayton 4ZX44A, DHOLH-2 | SIT-0011 | Installed
Municipal Wastewater Treatment Plant | Support Systems | Maintenance Handtools System | E-00001882 | Hoist, Lever, Hand Operated, Dayton 4ZX45A, DHOLH-3 | SIT-0011 | Installed
Municipal Wastewater Treatment Plant | Support Systems | Maintenance Handtools System | E-00001884 | Hoist, Lever, Hand Operated, Haul Master 66106, DHOLH-5 | SIT-0011 | Installed | HARBORFRIEGHT | ITEM NO 66106 | 35236 2002
Municipal Wastewater Treatment Plant | Support Systems | Maintenance Handtools System | E-00001883 | Hoist, Lever, Hand Operated, Haul Master 96482, DHOLH-4 | SIT-0011 | Installed | HARBORFRIEGHT | ITEM NO 96482 | 35236 1947
Municipal Wastewater Treatment Plant | Support Systems | Maintenance Handtools System | E-00001534 | MULTIMETER, FLUKE 03813-FLUKE87 | SIT-0011 | Installed
Municipal Wastewater Treatment Plant | Support Systems | Maintenance Handtools System | E-00001543 | SANDBLASTER, PORTABLE 02710-SB-SANDBLASTER2 | SIT-0011 | Installed
Municipal Wastewater Treatment Plant | Support Systems | Maintenance Handtools System | E-00001539 | WELDER, ARC, PORTABLE, GAS-POWERED 02700-WELD-BOBCAT225D | SIT-0011 | Installed
Municipal Wastewater Treatment Plant | Support Systems | Safety Equipment System | E-00002044 | CABINET, NETWORK WIRING | SIT-0011 | Installed | SIMPLEX | 4010 | 4010-9101
Municipal Wastewater Treatment Plant | Support Systems | Safety Equipment System | E-00001773 | DEFIBRILLATOR, PHILLIPS A07F-04734 OFFICE26 | SIT-0011 | Installed | PHILLIPS | A07F-04734 | M5066A
Municipal Wastewater Treatment Plant | Support Systems | Safety Equipment System | E-00002687 | EXTINGUISHER, FIRE, ADMIN #1 | SIT-0011 | Installed
Municipal Wastewater Treatment Plant | Support Systems | Safety Equipment System | E-00002688 | EXTINGUISHER, FIRE, ADMIN #2 | SIT-0011 | Installed
Municipal Wastewater Treatment Plant | Support Systems | Safety Equipment System | E-00002698 | EXTINGUISHER, FIRE, BLOWER EAST | SIT-0011 | Installed
Municipal Wastewater Treatment Plant | Support Systems | Safety Equipment System | E-00002682 | EXTINGUISHER, FIRE, BLOWER MCC | SIT-0011 | Installed
Municipal Wastewater Treatment Plant | Support Systems | Safety Equipment System | E-00002699 | EXTINGUISHER, FIRE, BLOWER WEST | SIT-0011 | Installed
Municipal Wastewater Treatment Plant | Support Systems | Safety Equipment System | E-00002705 | EXTINGUISHER, FIRE, DAF COMPRESSOR ROOM | SIT-0011 | Installed
Municipal Wastewater Treatment Plant | Support Systems | Safety Equipment System | E-00002681 | EXTINGUISHER, FIRE, DAFT MCC | SIT-0011 | Installed
Municipal Wastewater Treatment Plant | Support Systems | Safety Equipment System | E-00002686 | EXTINGUISHER, FIRE, DIESEL TANK EAST | SIT-0011 | Installed
Municipal Wastewater Treatment Plant | Support Systems | Safety Equipment System | E-00002684 | EXTINGUISHER, FIRE, DIESEL TANK WEST | SIT-0011 | Installed
Municipal Wastewater Treatment Plant | Support Systems | Safety Equipment System | E-00002685 | EXTINGUISHER, FIRE, DIESEL TANK WEST #2 | SIT-0011 | Installed
Municipal Wastewater Treatment Plant | Support Systems | Safety Equipment System | E-00002700 | EXTINGUISHER, FIRE, DRIVE THROUGH SHOP | SIT-0011 | Installed
Municipal Wastewater Treatment Plant | Support Systems | Safety Equipment System | E-00002697 | EXTINGUISHER, FIRE, ELECTRICAL SHOP | SIT-0011 | Installed
Municipal Wastewater Treatment Plant | Support Systems | Safety Equipment System | E-00002683 | EXTINGUISHER, FIRE, EQ BASIN MCC | SIT-0011 | Installed
Municipal Wastewater Treatment Plant | Support Systems | Safety Equipment System | E-00002676 | EXTINGUISHER, FIRE, GENERATOR MCC | SIT-0011 | Installed
Municipal Wastewater Treatment Plant | Support Systems | Safety Equipment System | E-00002708 | EXTINGUISHER, FIRE, GOAT GENERATOR | SIT-0011 | Installed
Municipal Wastewater Treatment Plant | Support Systems | Safety Equipment System | E-00002715 | EXTINGUISHER, FIRE, GRIT BIN AREA | SIT-0011 | Installed
Municipal Wastewater Treatment Plant | Support Systems | Safety Equipment System | E-00002673 | EXTINGUISHER, FIRE, HEADWORKS MCC | SIT-0011 | Installed
Municipal Wastewater Treatment Plant | Support Systems | Safety Equipment System | E-00002707 | EXTINGUISHER, FIRE, HOLISTER GENERATOR | SIT-0011 | Installed
Municipal Wastewater Treatment Plant | Support Systems | Safety Equipment System | E-00002716 | EXTINGUISHER, FIRE, HOT WORKS MAINTENANCE #1 | SIT-0011 | Installed
Municipal Wastewater Treatment Plant | Support Systems | Safety Equipment System | E-00002717 | EXTINGUISHER, FIRE, HOT WORKS MAINTENANCE #2 | SIT-0011 | Installed
Municipal Wastewater Treatment Plant | Support Systems | Safety Equipment System | E-00002706 | EXTINGUISHER, FIRE, LOADER | SIT-0011 | Installed
Municipal Wastewater Treatment Plant | Support Systems | Safety Equipment System | E-00002674 | EXTINGUISHER, FIRE, MAIN SWITCH GEAR BUILDING #1 | SIT-0011 | Installed
Municipal Wastewater Treatment Plant | Support Systems | Safety Equipment System | E-00002675 | EXTINGUISHER, FIRE, MAIN SWITCH GEAR BUILDING #2 | SIT-0011 | Installed
Municipal Wastewater Treatment Plant | Support Systems | Safety Equipment System | E-00002702 | EXTINGUISHER, FIRE, MAINTENANCE OFFICE EAST | SIT-0011 | Installed
Municipal Wastewater Treatment Plant | Support Systems | Safety Equipment System | E-00002703 | EXTINGUISHER, FIRE, MAINTENANCE OFFICE WEST | SIT-0011 | Installed
Municipal Wastewater Treatment Plant | Support Systems | Safety Equipment System | E-00002701 | EXTINGUISHER, FIRE, MAINTENANCE SHOP | SIT-0011 | Installed
Municipal Wastewater Treatment Plant | Support Systems | Safety Equipment System | E-00002713 | EXTINGUISHER, FIRE, MANNYS SHOP | SIT-0011 | Installed
Municipal Wastewater Treatment Plant | Support Systems | Safety Equipment System | E-00002679 | EXTINGUISHER, FIRE, NPW PRIMARY | SIT-0011 | Installed
Municipal Wastewater Treatment Plant | Support Systems | Safety Equipment System | E-00002678 | EXTINGUISHER, FIRE, NPW SECONDARY | SIT-0011 | Installed
Municipal Wastewater Treatment Plant | Support Systems | Safety Equipment System | E-00002704 | EXTINGUISHER, FIRE, PAINT SHOP | SIT-0011 | Installed
Municipal Wastewater Treatment Plant | Support Systems | Safety Equipment System | E-00002689 | EXTINGUISHER, FIRE, PERSONNEL BUILDING SHOP #1 | SIT-0011 | Installed
Municipal Wastewater Treatment Plant | Support Systems | Safety Equipment System | E-00002690 | EXTINGUISHER, FIRE, PERSONNEL BUILDING SHOP #2 | SIT-0011 | Installed
Municipal Wastewater Treatment Plant | Support Systems | Safety Equipment System | E-00002695 | EXTINGUISHER, FIRE, PST GALLERY EAST | SIT-0011 | Installed
Municipal Wastewater Treatment Plant | Support Systems | Safety Equipment System | E-00002696 | EXTINGUISHER, FIRE, PST GALLERY WEST | SIT-0011 | Installed
Municipal Wastewater Treatment Plant | Support Systems | Safety Equipment System | E-00002677 | EXTINGUISHER, FIRE, PST MCC | SIT-0011 | Installed
Municipal Wastewater Treatment Plant | Support Systems | Safety Equipment System | E-00002714 | EXTINGUISHER, FIRE, SCADA | SIT-0011 | Installed
Municipal Wastewater Treatment Plant | Support Systems | Safety Equipment System | E-00002680 | EXTINGUISHER, FIRE, SOLIDS PROCESSING MCC | SIT-0011 | Installed
Municipal Wastewater Treatment Plant | Support Systems | Safety Equipment System | E-00002711 | EXTINGUISHER, FIRE, SP 1ST FLOOR NORTH | SIT-0011 | Installed
Municipal Wastewater Treatment Plant | Support Systems | Safety Equipment System | E-00002712 | EXTINGUISHER, FIRE, SP 1ST FLOOR SOUTH | SIT-0011 | Installed
Municipal Wastewater Treatment Plant | Support Systems | Safety Equipment System | E-00002709 | EXTINGUISHER, FIRE, SP 2ND FLOOR NORTH | SIT-0011 | Installed
Municipal Wastewater Treatment Plant | Support Systems | Safety Equipment System | E-00002710 | EXTINGUISHER, FIRE, SP 2ND FLOOR SOUTH | SIT-0011 | Installed
Municipal Wastewater Treatment Plant | Support Systems | Safety Equipment System | E-00002691 | EXTINGUISHER, FIRE, TRUCK LOADING #1 | SIT-0011 | Installed
Municipal Wastewater Treatment Plant | Support Systems | Safety Equipment System | E-00002692 | EXTINGUISHER, FIRE, TRUCK LOADING #2 | SIT-0011 | Installed
Municipal Wastewater Treatment Plant | Support Systems | Safety Equipment System | E-00002693 | EXTINGUISHER, FIRE, TRUCK LOADING #3 | SIT-0011 | Installed
Municipal Wastewater Treatment Plant | Support Systems | Safety Equipment System | E-00002694 | EXTINGUISHER, FIRE, TRUCK LOADING #4 | SIT-0011 | Installed
Municipal Wastewater Treatment Plant | Support Systems | Safety Equipment System | E-00002740 | EYE WASH- CHEMICAL SYSTEM AREA | SIT-0011 | Installed
Municipal Wastewater Treatment Plant | Support Systems | Safety Equipment System | E-00001857 | Gas Monitor, Portable, GasAlertMax XT II | SIT-0011 | Installed | HONEYWELL | GASALERTMAX XT II | MA215-016435
Municipal Wastewater Treatment Plant | Support Systems | Safety Equipment System | E-00001874 | Gas Monitor, Portable, GasAlertMax XT II | SIT-0011 | Installed | HONEYWELL | GASALERTMAX XT II | MA-215-029553
Municipal Wastewater Treatment Plant | Support Systems | Safety Equipment System | E-00001869 | Kit, Disaster, Emergency, EDK1 | SIT-0011 | Installed
Municipal Wastewater Treatment Plant | Support Systems | Safety Equipment System | E-00001870 | Kit, Disaster, Emergency, EDK2 | SIT-0011 | Installed
Municipal Wastewater Treatment Plant | Support Systems | Safety Equipment System | E-00001572 | LIGHTING, EMERGENCY, AST AST-EL-Group | SIT-0011 | Installed
Municipal Wastewater Treatment Plant | Support Systems | Safety Equipment System | E-00001574 | LIGHTING, EMERGENCY, DAF DAF-EL-Group | SIT-0011 | Installed
Municipal Wastewater Treatment Plant | Support Systems | Safety Equipment System | E-00001586 | LIGHTING, EMERGENCY, SST SST-EL-Group | SIT-0011 | Installed
Municipal Wastewater Treatment Plant | Support Systems | Safety Equipment System | E-00001577 | PANEL 1, FIRE ALARM, DAF DAF-FAP-01 | SIT-0011 | Installed | SIMPLEX | 4010 | 4010-9101
Municipal Wastewater Treatment Plant | Support Systems | Safety Equipment System | E-00001587 | PANEL 2, FIRE ALARM, SST SST-FAP-02 | SIT-0011 | Installed
Municipal Wastewater Treatment Plant | Support Systems | Safety Equipment System | E-00001578 | PANEL 4, FIRE ALARM, (ROOM 209) FAP-04 | SIT-0011 | Installed
Municipal Wastewater Treatment Plant | Support Systems | Safety Equipment System | E-00001579 | PANEL 5, FIRE ALARM, (HALLWAY) FAP-05 | SIT-0011 | Installed
Municipal Wastewater Treatment Plant | Support Systems | Safety Equipment System | E-00001576 | STATION, EYE WASH EWS1 | SIT-0011 | Installed
Municipal Wastewater Treatment Plant | Support Systems | Safety Equipment System | E-00001581 | SYSTEM, SUPPRESSION, FIRE FSSU-01 | SIT-0011 | Installed
Municipal Wastewater Treatment Plant | Support Systems | Sampling Equipment System | E-00001589 | METER, ANALYZER, PH AE/AIT-1508A | SIT-0011 | Installed | GREATLAKES | 6028PO
Municipal Wastewater Treatment Plant | Support Systems | Sampling Equipment System | E-00001590 | SAMPLER, Primary Effluent Channel | SIT-0011 | Installed | ISCO | 3710FR | LA0597LAC010887***8900
Municipal Wastewater Treatment Plant | Support Systems | Service Vehicle System | E-00001846 | Backhoe, Caterpillar 430F, Tag#: 80174 | SIT-0011 | Installed
Municipal Wastewater Treatment Plant | Support Systems | Service Vehicle System | E-00001567 | BINS, GRIT, MEXICO 03800-MEX_GRITBIN | SIT-0011 | Installed
Municipal Wastewater Treatment Plant | Support Systems | Service Vehicle System | E-00001556 | CART 10, ELECTRIC, OPERATIONS 03800-VEH-CC10 | SIT-0011 | Installed |  |  | T0013-879886
Municipal Wastewater Treatment Plant | Support Systems | Service Vehicle System | E-00001863 | Cart 11, Club, Gas Operated, Carry All Plus | SIT-0011 | Installed
Municipal Wastewater Treatment Plant | Support Systems | Service Vehicle System | E-00001864 | Cart 12, Club, Gas Powered | SIT-0011 | Installed |  | CARRY ALL 2 PLUS
Municipal Wastewater Treatment Plant | Support Systems | Service Vehicle System | E-00001865 | Cart 13, Club, Gas Operated | SIT-0011 | Installed |  |  | PRI226-288795
Municipal Wastewater Treatment Plant | Support Systems | Service Vehicle System | E-00001876 | Cart 14, Electric, Operations | SIT-0011 | Installed |  | CA300 | MF1628-655669
Municipal Wastewater Treatment Plant | Support Systems | Service Vehicle System | E-00001877 | Cart 15, Electric, Operations | SIT-0011 | Installed |  | CA 300 | MF1628-655671
Municipal Wastewater Treatment Plant | Support Systems | Service Vehicle System | E-00002742 | CART 16, ELECTRIC, MAINTENANCE TAYLER DUNN | SIT-0011 | Installed | TAYLORDUNN | B5-440-36S | 225265
Municipal Wastewater Treatment Plant | Support Systems | Service Vehicle System | E-00002743 | CART 17, ELECTRIC, MAINTENANCE TAYLER DUNN | SIT-0011 | Installed | TAYLORDUNN | B5-440-36S | 225263
Municipal Wastewater Treatment Plant | Support Systems | Service Vehicle System | E-00002744 | CART 18, ELECTRIC, MAINTENANCE TAYLER DUNN | SIT-0011 | Installed | TAYLORDUNN | B5-440-36S | 225262
Municipal Wastewater Treatment Plant | Support Systems | Service Vehicle System | E-00002745 | CART 19, ELECTRIC, MAINTENANCE TAYLER DUNN | SIT-0011 | Installed | TAYLORDUNN | B5-440-36S | 225237
Municipal Wastewater Treatment Plant | Support Systems | Service Vehicle System | E-00002746 | CART 20, ELECTRIC, MAINTENANCE TAYLER DUNN | SIT-0011 | Installed | TAYLORDUNN | B5-440-36S | 225236
Municipal Wastewater Treatment Plant | Support Systems | Service Vehicle System | E-00002747 | CART 21, ELECTRIC, MAINTENANCE TAYLER DUNN | SIT-0011 | Installed | TAYLORDUNN | B5-440-36S | 225264
Municipal Wastewater Treatment Plant | Support Systems | Service Vehicle System | E-00002748 | CART 22, ELECTRIC, MAINTENANCE TAYLER DUNN | SIT-0011 | Installed | TAYLORDUNN | B5-440-36S | 225260
Municipal Wastewater Treatment Plant | Support Systems | Service Vehicle System | E-00001557 | CART 4, Electric, Operations 03800-VEH-CC4 | SIT-0011 | Installed |  |  | 6Q0633-262944
Municipal Wastewater Treatment Plant | Support Systems | Service Vehicle System | E-00001561 | CART 5, ELECTRIC, MAINTENANCE 03800-VEH-CC5 | SIT-0011 | Installed
Municipal Wastewater Treatment Plant | Support Systems | Service Vehicle System | E-00001562 | CART 6, ELECTRIC, MAINTENANCE 03800-VEH-CC6 | SIT-0011 | Installed
Municipal Wastewater Treatment Plant | Support Systems | Service Vehicle System | E-00001558 | CART 7, ELECTRIC, INSTRUMENTATION TECH 03800-VEH-CC7 | SIT-0011 | Installed
Municipal Wastewater Treatment Plant | Support Systems | Service Vehicle System | E-00001560 | CART 8, ELECTRIC, ELECTRICAL MAINTENANCE 03800-VEH-CC8 | SIT-0011 | Installed
Municipal Wastewater Treatment Plant | Support Systems | Service Vehicle System | E-00002731 | Cub Cadet mower (New Equipment) | SIT-0011 | Installed
Municipal Wastewater Treatment Plant | Support Systems | Service Vehicle System | E-00001555 | FORKLIFT, CLARK 03800-FKLIFT, 11 Ton, CDP-100, Tag#: 80041 | SIT-0011 | Installed | CLARKMATERIAL
Municipal Wastewater Treatment Plant | Support Systems | Service Vehicle System | E-00001553 | LOADER, BACKHOE, CATERPILLAR 426C 03808-426C-BACKHOE, Tag#: 80148 | SIT-0011 | Installed | CATERPILLAR | 426C | 1MR294
Municipal Wastewater Treatment Plant | Support Systems | Service Vehicle System | E-00001845 | Loader, Caterpillar, CAT928G | SIT-0011 | Installed
Municipal Wastewater Treatment Plant | Support Systems | Service Vehicle System | E-00001554 | LOADER, TRACK, CATERPILLAR 963B 03808-963B-TRACKLOADER, Tag#:80038 | SIT-0011 | Installed | CATERPILLAR | 963B
Municipal Wastewater Treatment Plant | Support Systems | Service Vehicle System | E-00001879 | Manlift, Battery Operated, Skyjack ST3226 | SIT-0011 | Installed
Municipal Wastewater Treatment Plant | Support Systems | Service Vehicle System | E-00002722 | Mower, Lawn, Riding, Cub Cadet | SIT-0011 | Installed |  | 17AREACM210 | 1K02PH50415
Municipal Wastewater Treatment Plant | Support Systems | Service Vehicle System | E-00001871 | Mower, Lawn, Riding, Dixie Chopper | SIT-0011 | Installed |  |  | 11MG2760BGGTH0059
Municipal Wastewater Treatment Plant | Support Systems | Service Vehicle System | E-00001927 | MOWER, RIDING, JOHN DEERE ZTRAK M535 | SIT-0011 | Installed
Municipal Wastewater Treatment Plant | Support Systems | Service Vehicle System | E-00001571 | TRACTOR, L-LINE, STERLING 03800-VEH-STERLING, Model LT9513, Tag#: S-842 | SIT-0011 | Installed | STERLINGMOTORS
Municipal Wastewater Treatment Plant | Support Systems | Service Vehicle System | E-00001566 | TRAILER, LANDOLL L5029-VEH-TRAILER | SIT-0011 | Installed
Municipal Wastewater Treatment Plant | Support Systems | Service Vehicle System | E-00001548 | TRAILER, UTILITY, 5'X10' 03802-VEH=VEH-5X10 TRAILER | SIT-0011 | Installed
Municipal Wastewater Treatment Plant | Support Systems | Service Vehicle System | E-00001888 | Truck, Dodge, 2008, RAM 2500, 5.7 Li Hemi, Tag# 26931J1 | SIT-0011 | Installed | CHRYSLER | 2008 DODGE RAM 2500 5.7LI HEMI | VIN: 3D7KS28D08G205157
Municipal Wastewater Treatment Plant | Support Systems | Service Vehicle System | E-00001890 | Truck, Dodge, Ram 1500, White, 2008, Tag# 26920J1 | SIT-0011 | Installed | CHRYSLER | 2008 DODGE RAM 1500
Municipal Wastewater Treatment Plant | Support Systems | Service Vehicle System | E-00001905 | Truck, Ford, 4X4, F150XL, White, Tag# 28526F2 | SIT-0011 | Installed | FORDMOTOR | FORD F150
Municipal Wastewater Treatment Plant | Support Systems | Service Vehicle System | E-00001889 | Truck, Ford, F150XL, White, Tag# 41719H1 | SIT-0011 | Installed | FORDMOTOR | FORD F150
Municipal Wastewater Treatment Plant | Support Systems | Service Vehicle System | E-00001859 | Truck, Vacuum, Vac-Con 7000 Combination (Subsidiary of Federal Signal Corporatio | SIT-0011 | Installed
Municipal Wastewater Treatment Plant | Support Systems | Service Vehicle System | E-00001568 | TRUCKS, SLUDGE, MEXICO 03800-MEX_SLUDGE_TRK | SIT-0011 | Installed
Municipal Wastewater Treatment Plant | Support Systems | Water Softening System | E-00001892 | Softener, Water, Solids Processing, Culligan | SIT-0011 | Installed