## J-1502000-24
Attachment J-1502000-24 Exhaust Hood and Duct Systems
Location | Asset Number | Description | Master System | System | Sub-System | Location Quantity | Unit of Measure | Install Date | Additional Information
NRL-1 | NR-1-IES-001 | INDUSTRIAL EXHAUST SYSTEM-ROOF-Type: 1500 CFM- Tag: EFAN 005 | D30 - HVAC | D3090 - OTHER HVAC SYSTEMS & EQUIPMENT | D3090901 - INDUSTRIAL EXHAUST SYSTEM | 1 | EA | 1/1/1997 | ROOF
NRL-1 | NR-1-IES-002 | INDUSTRIAL EXHAUST SYSTEM-ROOF-Type: 1500 CFM- Tag: EFAN 002 | D30 - HVAC | D3090 - OTHER HVAC SYSTEMS & EQUIPMENT | D3090901 - INDUSTRIAL EXHAUST SYSTEM | 1 | EA | 1/1/1997 | ROOF
NRL-1 | NR-1-IES-003 | INDUSTRIAL EXHAUST SYSTEM-ROOF-Type: 1500 CFM- Tag: F-3 EFAN003 | D30 - HVAC | D3090 - OTHER HVAC SYSTEMS & EQUIPMENT | D3090901 - INDUSTRIAL EXHAUST SYSTEM | 1 | EA | 1/1/1997 | ROOF
NRL-1 | NR-1-IES-004 | INDUSTRIAL EXHAUST SYSTEM-ROOF-Type: 3500 CFM- Tag: EFAN 002 | D30 - HVAC | D3090 - OTHER HVAC SYSTEMS & EQUIPMENT | D3090901 - INDUSTRIAL EXHAUST SYSTEM | 1 | EA | 1/1/1997 | ROOF
NRL-1 | NR-1-IES-005 | INDUSTRIAL EXHAUST SYSTEM-ROOF-Type: 1500 CFM- Tag: F-1 EFAN 001 | D30 - HVAC | D3090 - OTHER HVAC SYSTEMS & EQUIPMENT | D3090901 - INDUSTRIAL EXHAUST SYSTEM | 1 | EA | 1/1/1997 | ROOF
NRL-2 | NR-2-FHE-001 | FUME HOOD EXHAUST SYSTEM-2FL-RM 268D-Type: 4', 2000 CFM- Tag: H1 | D30 - HVAC | D3090 - OTHER HVAC SYSTEMS & EQUIPMENT | D3090310 - FUME HOOD EXHAUST SYSTEM | 1 | EA | 1/1/2012 | 2FL-RM 268D
NRL-3 | NR-3-FHE-001 | FUME HOOD EXHAUST SYSTEM-3FL-RM 309-Type: 6', 3500 CFM- Tag: H1 | D30 - HVAC | D3090 - OTHER HVAC SYSTEMS & EQUIPMENT | D3090310 - FUME HOOD EXHAUST SYSTEM | 1 | EA | 1/1/1990 | 3FL-RM 309
NRL-3 | NR-3-FHE-002 | FUME HOOD EXHAUST SYSTEM-3FL-RM 309-Type: 8', 5000 CFM- Tag: H2 | D30 - HVAC | D3090 - OTHER HVAC SYSTEMS & EQUIPMENT | D3090310 - FUME HOOD EXHAUST SYSTEM | 1 | EA | 1/1/2010 | 3FL-RM 309
NRL-3 | NR-3-FHE-003 | FUME HOOD EXHAUST SYSTEM-3FL-RM 309-Type: 8', 5000 CFM- Tag: H3 | D30 - HVAC | D3090 - OTHER HVAC SYSTEMS & EQUIPMENT | D3090310 - FUME HOOD EXHAUST SYSTEM | 1 | EA | 1/1/2010 | 3FL-RM 309
NRL-3 | NR-3-FHE-004 | FUME HOOD EXHAUST SYSTEM-3FL-RM 311-Type: 4', 2000 CFM- Tag: H2 | D30 - HVAC | D3090 - OTHER HVAC SYSTEMS & EQUIPMENT | D3090310 - FUME HOOD EXHAUST SYSTEM | 1 | EA | 1/1/2000 | 3FL-RM 311
NRL-3 | NR-3-FHE-005 | FUME HOOD EXHAUST SYSTEM-3FL-RM 311-Type: 4', 2000 CFM- Tag: H1 | D30 - HVAC | D3090 - OTHER HVAC SYSTEMS & EQUIPMENT | D3090310 - FUME HOOD EXHAUST SYSTEM | 1 | EA | 1/1/2000 | 3FL-RM 311
NRL-3 | NR-3-FHE-006 | FUME HOOD EXHAUST SYSTEM-2FL-RM 219-Type: 6', 3500 CFM- Tag: H1 | D30 - HVAC | D3090 - OTHER HVAC SYSTEMS & EQUIPMENT | D3090310 - FUME HOOD EXHAUST SYSTEM | 1 | EA | 1/1/2000 | 2FL-RM 219
NRL-3 | NR-3-FHE-007 | FUME HOOD EXHAUST SYSTEM-3FL-RM 310-Type: 3', 1000 CFM- Tag: H1 | D30 - HVAC | D3090 - OTHER HVAC SYSTEMS & EQUIPMENT | D3090310 - FUME HOOD EXHAUST SYSTEM | 1 | EA | 1/1/2012 | 3FL-RM 310
NRL-3 | NR-3-FHE-008 | FUME HOOD EXHAUST SYSTEM-2FL-RM 227-Type: 6', 3500 CFM- Tag: H1 | D30 - HVAC | D3090 - OTHER HVAC SYSTEMS & EQUIPMENT | D3090310 - FUME HOOD EXHAUST SYSTEM | 1 | EA | 1/1/2000 | 2FL-RM 227
NRL-3 | NR-3-FHE-009 | FUME HOOD EXHAUST SYSTEM-2FL-RM 207-Type: 6', 3500 CFM- Tag: H1 | D30 - HVAC | D3090 - OTHER HVAC SYSTEMS & EQUIPMENT | D3090310 - FUME HOOD EXHAUST SYSTEM | 1 | EA | 1/1/2000 | 2FL-RM 207
NRL-3 | NR-3-FHE-010 | FUME HOOD EXHAUST SYSTEM-2FL-RM 206-Type: 6', 3500 CFM- Tag: H1 | D30 - HVAC | D3090 - OTHER HVAC SYSTEMS & EQUIPMENT | D3090310 - FUME HOOD EXHAUST SYSTEM | 1 | EA | 1/1/2000 | 2FL-RM 206
NRL-3 | NR-3-FHE-011 | FUME HOOD EXHAUST SYSTEM-2FL-RM 205-Type: 6', 3500 CFM- Tag: H1 | D30 - HVAC | D3090 - OTHER HVAC SYSTEMS & EQUIPMENT | D3090310 - FUME HOOD EXHAUST SYSTEM | 1 | EA | 1/1/2015 | 2FL-RM 205
NRL-3 | NR-3-FHE-012 | FUME HOOD EXHAUST SYSTEM-2FL-RM 210-Type: 6', 3500 CFM- Tag: H1 | D30 - HVAC | D3090 - OTHER HVAC SYSTEMS & EQUIPMENT | D3090310 - FUME HOOD EXHAUST SYSTEM | 1 | EA | 1/1/2000 | 2FL-RM 210
NRL-3 | NR-3-FHE-013 | FUME HOOD EXHAUST SYSTEM-2FL-RM 240-Type: 4', 2000 CFM- Tag: H2 | D30 - HVAC | D3090 - OTHER HVAC SYSTEMS & EQUIPMENT | D3090310 - FUME HOOD EXHAUST SYSTEM | 1 | EA | 1/1/2012 | 2FL-RM 240
NRL-3 | NR-3-FHE-014 | FUME HOOD EXHAUST SYSTEM-2FL-RM 240-Type: 4', 2000 CFM- Tag: H1 | D30 - HVAC | D3090 - OTHER HVAC SYSTEMS & EQUIPMENT | D3090310 - FUME HOOD EXHAUST SYSTEM | 1 | EA | 1/1/2005 | 2FL-RM 240
NRL-3 | NR-3-FHE-015 | FUME HOOD EXHAUST SYSTEM-2FL-RM 241-Type: 4', 2000 CFM- Tag: H1 | D30 - HVAC | D3090 - OTHER HVAC SYSTEMS & EQUIPMENT | D3090310 - FUME HOOD EXHAUST SYSTEM | 1 | EA | 1/1/2005 | 2FL-RM 241
NRL-3 | NR-3-FHE-016 | FUME HOOD EXHAUST SYSTEM-2FL-RM 251-Type: 4', 2000 CFM | D30 - HVAC | D3090 - OTHER HVAC SYSTEMS & EQUIPMENT | D3090310 - FUME HOOD EXHAUST SYSTEM | 1 | EA | 1/1/2015 | 2FL-RM 251
NRL-3 | NR-3-FHE-017 | FUME HOOD EXHAUST SYSTEM-2FL-RM 237-Type: 4', 2000 CFM | D30 - HVAC | D3090 - OTHER HVAC SYSTEMS & EQUIPMENT | D3090310 - FUME HOOD EXHAUST SYSTEM | 1 | EA | 1/1/2015 | 2FL-RM 237
NRL-3 | NR-3-FHE-018 | FUME HOOD EXHAUST SYSTEM-1FL-RM 135-Type: 4', 2000 CFM | D30 - HVAC | D3090 - OTHER HVAC SYSTEMS & EQUIPMENT | D3090310 - FUME HOOD EXHAUST SYSTEM | 1 | EA | 1/1/2015 | 1FL-RM 135
NRL-3 | NR-3-FHE-019 | FUME HOOD EXHAUST SYSTEM-1FL-RM 139-Type: 6', 3500 CFM- Tag: H1 | D30 - HVAC | D3090 - OTHER HVAC SYSTEMS & EQUIPMENT | D3090310 - FUME HOOD EXHAUST SYSTEM | 1 | EA | 1/1/2000 | 1FL-RM 139
NRL-3 | NR-3-FHE-020 | FUME HOOD EXHAUST SYSTEM-1FL-RM 148-Type: 6', 3500 CFM- Tag: H1 | D30 - HVAC | D3090 - OTHER HVAC SYSTEMS & EQUIPMENT | D3090310 - FUME HOOD EXHAUST SYSTEM | 1 | EA | 1/1/2000 | 1FL-RM 148
NRL-3 | NR-3-FHE-021 | FUME HOOD EXHAUST SYSTEM-1FL-RM 149A-Type: 4', 2000 CFM | D30 - HVAC | D3090 - OTHER HVAC SYSTEMS & EQUIPMENT | D3090310 - FUME HOOD EXHAUST SYSTEM | 1 | EA | 1/1/2015 | 1FL-RM 149A
NRL-3 | NR-3-FHE-022 | FUME HOOD EXHAUST SYSTEM-1FL-RM 153-Type: 6', 3500 CFM- Tag: FUME HOOD 3 | D30 - HVAC | D3090 - OTHER HVAC SYSTEMS & EQUIPMENT | D3090310 - FUME HOOD EXHAUST SYSTEM | 1 | EA | 1/1/2000 | 1FL-RM 153
NRL-3 | NR-3-FHE-023 | FUME HOOD EXHAUST SYSTEM-1FL-RM 153-Type: 6', 3500 CFM- Tag: FUME HOOD 4 | D30 - HVAC | D3090 - OTHER HVAC SYSTEMS & EQUIPMENT | D3090310 - FUME HOOD EXHAUST SYSTEM | 1 | EA | 1/1/2000 | 1FL-RM 153
NRL-3 | NR-3-FHE-024 | FUME HOOD EXHAUST SYSTEM-1FL-RM 153-Type: 6', 3500 CFM- Tag: FUME HOOD 5 | D30 - HVAC | D3090 - OTHER HVAC SYSTEMS & EQUIPMENT | D3090310 - FUME HOOD EXHAUST SYSTEM | 1 | EA | 1/1/2000 | 1FL-RM 153
NRL-3 | NR-3-FHE-025 | FUME HOOD EXHAUST SYSTEM-1FL-RM 153-Type: 6', 3500 CFM- Tag: FUME HOOD 6 | D30 - HVAC | D3090 - OTHER HVAC SYSTEMS & EQUIPMENT | D3090310 - FUME HOOD EXHAUST SYSTEM | 1 | EA | 1/1/2000 | 1FL-RM 153
NRL-3 | NR-3-FHE-026 | FUME HOOD EXHAUST SYSTEM-1FL-RM 150-Type: 6', 5000 CFM | D30 - HVAC | D3090 - OTHER HVAC SYSTEMS & EQUIPMENT | D3090310 - FUME HOOD EXHAUST SYSTEM | 1 | EA | 1/1/2016 | 1FL-RM 150
NRL-3 | NR-3-FHE-027 | FUME HOOD EXHAUST SYSTEM-1FL-RM 150-Type: 6', 3500 CFM- Tag: HOOD 6 | D30 - HVAC | D3090 - OTHER HVAC SYSTEMS & EQUIPMENT | D3090310 - FUME HOOD EXHAUST SYSTEM | 1 | EA | 1/1/2000 | 1FL-RM 150
NRL-3 | NR-3-FHE-028 | FUME HOOD EXHAUST SYSTEM-1FL-RM 175C-Type: 4', 2000 CFM- Tag: H1 | D30 - HVAC | D3090 - OTHER HVAC SYSTEMS & EQUIPMENT | D3090310 - FUME HOOD EXHAUST SYSTEM | 1 | EA | 1/1/2000 | 1FL-RM 175C
NRL-3 | NR-3-FHE-029 | FUME HOOD EXHAUST SYSTEM-1FL-RM 120A-Type: 4', 2000 CFM | D30 - HVAC | D3090 - OTHER HVAC SYSTEMS & EQUIPMENT | D3090310 - FUME HOOD EXHAUST SYSTEM | 1 | EA | 1/1/2000 | 1FL-RM 120A
NRL-3 | NR-3-FHE-030 | FUME HOOD EXHAUST SYSTEM-1FL-RM 115-Type: 8', 5000 CFM- Tag: H1 | D30 - HVAC | D3090 - OTHER HVAC SYSTEMS & EQUIPMENT | D3090310 - FUME HOOD EXHAUST SYSTEM | 1 | EA | 1/1/2010 | 1FL-RM 115
NRL-3 | NR-3-FHE-031 | FUME HOOD EXHAUST SYSTEM-1FL-RM 116-Type: 6', 3500 CFM- Tag: H1 | D30 - HVAC | D3090 - OTHER HVAC SYSTEMS & EQUIPMENT | D3090310 - FUME HOOD EXHAUST SYSTEM | 1 | EA | 1/1/2000 | 1FL-RM 116
NRL-3 | NR-3-FHE-032 | FUME HOOD EXHAUST SYSTEM-1FL-RM 118-Type: 6', 3500 CFM- Tag: H1 | D30 - HVAC | D3090 - OTHER HVAC SYSTEMS & EQUIPMENT | D3090310 - FUME HOOD EXHAUST SYSTEM | 1 | EA | 1/1/2000 | 1FL-RM 118
NRL-3 | NR-3-FHE-033 | FUME HOOD EXHAUST SYSTEM-2FL-RM 230-Type: 6', 3500 CFM- Tag: H1 | D30 - HVAC | D3090 - OTHER HVAC SYSTEMS & EQUIPMENT | D3090310 - FUME HOOD EXHAUST SYSTEM | 1 | EA | 1/1/2000 | 2FL-RM 230
NRL-3 | NR-3-FHE-034 | FUME HOOD EXHAUST SYSTEM-2FL-RM 217-Type: 6', 3500 CFM- Tag: H1 | D30 - HVAC | D3090 - OTHER HVAC SYSTEMS & EQUIPMENT | D3090310 - FUME HOOD EXHAUST SYSTEM | 1 | EA | 1/1/2000 | 2FL-RM 217
NRL-3 | NR-3-FHE-035 | FUME HOOD EXHAUST SYSTEM-2FL-RM 239-Type: 4', 2000 CFM | D30 - HVAC | D3090 - OTHER HVAC SYSTEMS & EQUIPMENT | D3090310 - FUME HOOD EXHAUST SYSTEM | 1 | EA | 1/1/2015 | 2FL-RM 239
NRL-3 | NR-3-FHE-036 | FUME HOOD EXHAUST SYSTEM-1FL-RM 112-Type: 6', 3500 CFM- Tag: H1 | D30 - HVAC | D3090 - OTHER HVAC SYSTEMS & EQUIPMENT | D3090310 - FUME HOOD EXHAUST SYSTEM | 1 | EA | 1/1/2000 | 1FL-RM 112
NRL-28 | NR-28-FHE-001 | FUME HOOD EXHAUST SYSTEM-BASEMENT-RM B-4-Type: 4', 2000 CFM | D30 - HVAC | D3090 - OTHER HVAC SYSTEMS & EQUIPMENT | D3090310 - FUME HOOD EXHAUST SYSTEM | 1 | EA | 1/1/2011 | BASEMENT-RM B-4
NRL-28 | NR-28-FHE-002 | FUME HOOD EXHAUST SYSTEM-BASEMENT-RM B-1-Type: 6', 3500 CFM | D30 - HVAC | D3090 - OTHER HVAC SYSTEMS & EQUIPMENT | D3090310 - FUME HOOD EXHAUST SYSTEM | 1 | EA | 1/1/1990 | BASEMENT-RM B-1
NRL-28 | NR-28-FHE-003 | FUME HOOD EXHAUST SYSTEM-BASEMENT-RM B-6-Type: 4', 2000 CFM | D30 - HVAC | D3090 - OTHER HVAC SYSTEMS & EQUIPMENT | D3090310 - FUME HOOD EXHAUST SYSTEM | 1 | EA | 1/1/2000 | BASEMENT-RM B-6
NRL-28 | NR-28-FHE-004 | FUME HOOD EXHAUST SYSTEM-1FL-RM 115-Type: 6', 3500 CFM- Tag: H-1 | D30 - HVAC | D3090 - OTHER HVAC SYSTEMS & EQUIPMENT | D3090310 - FUME HOOD EXHAUST SYSTEM | 1 | EA | 1/1/2000 | 1FL-RM 115
NRL-28 | NR-28-IES-001 | INDUSTRIAL EXHAUST SYSTEM-BASEMENT-STEAM RM-Type: 2000 CFM-WALL MOUNT | D30 - HVAC | D3090 - OTHER HVAC SYSTEMS & EQUIPMENT | D3090901 - INDUSTRIAL EXHAUST SYSTEM | 1 | EA | 7/1/1940 | BASEMENT-STEAM RM
NRL-28 | NR-28-IES-002 | INDUSTRIAL EXHAUST SYSTEM-1FL-SOUTH-STORAGE-Type: 2000 CFM-WALL MOUNT | D30 - HVAC | D3090 - OTHER HVAC SYSTEMS & EQUIPMENT | D3090901 - INDUSTRIAL EXHAUST SYSTEM | 1 | EA | 7/1/1940 | 1FL-SOUTH-STORAGE
NRL-30 | NR-30-FHE-001 | FUME HOOD EXHAUST SYSTEM-4FL-RM 403-Type: 3', 1000 CFM- Tag: H1 | D30 - HVAC | D3090 - OTHER HVAC SYSTEMS & EQUIPMENT | D3090310 - FUME HOOD EXHAUST SYSTEM | 1 | EA | 1/1/1993 | 4FL-RM 403
NRL-30 | NR-30-FHE-002 | FUME HOOD EXHAUST SYSTEM-4FL-RM 409-Type: 6', 350 CFM | D30 - HVAC | D3090 - OTHER HVAC SYSTEMS & EQUIPMENT | D3090310 - FUME HOOD EXHAUST SYSTEM | 1 | EA | 1/1/2000 | 4FL-RM 409
NRL-30 | NR-30-FHE-003 | FUME HOOD EXHAUST SYSTEM-4FL-RM 409-Type: 6', 3500 CFM- Tag: H1 | D30 - HVAC | D3090 - OTHER HVAC SYSTEMS & EQUIPMENT | D3090310 - FUME HOOD EXHAUST SYSTEM | 1 | EA | 1/1/1993 | 4FL-RM 409
NRL-30 | NR-30-FHE-004 | FUME HOOD EXHAUST SYSTEM-4FL-RM 410-Type: 8', 5000 CFM- Tag: H1 | D30 - HVAC | D3090 - OTHER HVAC SYSTEMS & EQUIPMENT | D3090310 - FUME HOOD EXHAUST SYSTEM | 1 | EA | 1/1/1993 | 4FL-RM 410
NRL-30 | NR-30-FHE-005 | FUME HOOD EXHAUST SYSTEM-4FL-RM 410-Type: 8', 5000 CFM- Tag: H2 | D30 - HVAC | D3090 - OTHER HVAC SYSTEMS & EQUIPMENT | D3090310 - FUME HOOD EXHAUST SYSTEM | 1 | EA | 1/1/1993 | 4FL-RM 410
NRL-30 | NR-30-FHE-006 | FUME HOOD EXHAUST SYSTEM-4FL-RM 410-Type: 8', 5000 CFM- Tag: H3 | D30 - HVAC | D3090 - OTHER HVAC SYSTEMS & EQUIPMENT | D3090310 - FUME HOOD EXHAUST SYSTEM | 1 | EA | 1/1/1993 | 4FL-RM 410
NRL-30 | NR-30-FHE-007 | FUME HOOD EXHAUST SYSTEM-4FL-RM 410-Type: 8', 5000 CFM- Tag: H4 | D30 - HVAC | D3090 - OTHER HVAC SYSTEMS & EQUIPMENT | D3090310 - FUME HOOD EXHAUST SYSTEM | 1 | EA | 1/1/1993 | 4FL-RM 410
NRL-30 | NR-30-FHE-008 | FUME HOOD EXHAUST SYSTEM-4FL-RM 401-Type: 6', 3500 CFM- Tag: H2 | D30 - HVAC | D3090 - OTHER HVAC SYSTEMS & EQUIPMENT | D3090310 - FUME HOOD EXHAUST SYSTEM | 1 | EA | 1/1/1993 | 4FL-RM 401
NRL-30 | NR-30-FHE-009 | FUME HOOD EXHAUST SYSTEM-4FL-RM 401-Type: 6', 3500 CFM- Tag: H1 | D30 - HVAC | D3090 - OTHER HVAC SYSTEMS & EQUIPMENT | D3090310 - FUME HOOD EXHAUST SYSTEM | 1 | EA | 1/1/1993 | 4FL-RM 401
NRL-30 | NR-30-FHE-010 | FUME HOOD EXHAUST SYSTEM-4FL-RM 401-Type: 6', 3500 CFM- Tag: H4 | D30 - HVAC | D3090 - OTHER HVAC SYSTEMS & EQUIPMENT | D3090310 - FUME HOOD EXHAUST SYSTEM | 1 | EA | 1/1/1993 | 4FL-RM 401
NRL-30 | NR-30-FHE-011 | FUME HOOD EXHAUST SYSTEM-4FL-RM 401-Type: 6', 3500 CFM- Tag: H3 | D30 - HVAC | D3090 - OTHER HVAC SYSTEMS & EQUIPMENT | D3090310 - FUME HOOD EXHAUST SYSTEM | 1 | EA | 1/1/1993 | 4FL-RM 401
NRL-30 | NR-30-FHE-012 | FUME HOOD EXHAUST SYSTEM-4FL-RM 402-Type: 6', 3500 CFM- Tag: H1 | D30 - HVAC | D3090 - OTHER HVAC SYSTEMS & EQUIPMENT | D3090310 - FUME HOOD EXHAUST SYSTEM | 1 | EA | 1/1/1993 | 4FL-RM 402
NRL-30 | NR-30-FHE-013 | FUME HOOD EXHAUST SYSTEM-BASEMENT-RM B05-LEFT-Type: 4', 2000 CFM | D30 - HVAC | D3090 - OTHER HVAC SYSTEMS & EQUIPMENT | D3090310 - FUME HOOD EXHAUST SYSTEM | 1 | EA | 1/1/2017 | BASEMENT-RM B05-LEFT
NRL-30 | NR-30-FHE-014 | FUME HOOD EXHAUST SYSTEM-BASEMENT-RM B05-RIGHT-Type: 4', 2000 CFM | D30 - HVAC | D3090 - OTHER HVAC SYSTEMS & EQUIPMENT | D3090310 - FUME HOOD EXHAUST SYSTEM | 1 | EA | 1/1/2017 | BASEMENT-RM B05-RIGHT
NRL-30 | NR-30-FHE-015 | FUME HOOD EXHAUST SYSTEM-BASEMENT-RM B21-Type: 6', 3500 CFM- Tag: H1 | D30 - HVAC | D3090 - OTHER HVAC SYSTEMS & EQUIPMENT | D3090310 - FUME HOOD EXHAUST SYSTEM | 1 | EA | 1/1/1993 | BASEMENT-RM B21
NRL-30 | NR-30-FHE-016 | FUME HOOD EXHAUST SYSTEM-1FL-RM 131-Type: 6', 3500 CFM- Tag: H1 | D30 - HVAC | D3090 - OTHER HVAC SYSTEMS & EQUIPMENT | D3090310 - FUME HOOD EXHAUST SYSTEM | 1 | EA | 1/1/1993 | 1FL-RM 131
NRL-30 | NR-30-FHE-017 | FUME HOOD EXHAUST SYSTEM-4FL-RM 409-Type: 6', 3500 CFM | D30 - HVAC | D3090 - OTHER HVAC SYSTEMS & EQUIPMENT | D3090310 - FUME HOOD EXHAUST SYSTEM | 1 | EA | 1/1/1994 | 1FL-RM 106
NRL-30 | NR-30-FHE-018 | FUME HOOD EXHAUST SYSTEM-2FL-RM 204-Type: 6', 3500 CFM- Tag: CLH | D30 - HVAC | D3090 - OTHER HVAC SYSTEMS & EQUIPMENT | D3090310 - FUME HOOD EXHAUST SYSTEM | 1 | EA | 1/1/2013 | 2FL-RM 204
NRL-30 | NR-30-FHE-019 | FUME HOOD EXHAUST SYSTEM-2FL-RM 205-Type: 4', 2000 CFM | D30 - HVAC | D3090 - OTHER HVAC SYSTEMS & EQUIPMENT | D3090310 - FUME HOOD EXHAUST SYSTEM | 1 | EA | 1/1/2016 | 2FL-RM 205
NRL-30 | NR-30-FHE-020 | FUME HOOD EXHAUST SYSTEM-3FL-RM 302B-Type: 8', 5000 CFM- Tag: HOOD #5 | D30 - HVAC | D3090 - OTHER HVAC SYSTEMS & EQUIPMENT | D3090310 - FUME HOOD EXHAUST SYSTEM | 1 | EA | 1/1/1993 | 3FL-RM 302B
NRL-30 | NR-30-FHE-021 | FUME HOOD EXHAUST SYSTEM-3FL-RM 302B-Type: 6', BIOSAFETY CABINET | D30 - HVAC | D3090 - OTHER HVAC SYSTEMS & EQUIPMENT | D3090310 - FUME HOOD EXHAUST SYSTEM | 1 | EA | 1/1/2017 | 3FL-RM 302B
NRL-30 | NR-30-FHE-022 | FUME HOOD EXHAUST SYSTEM-3FL-RM 302B-Type: 8', 5000 CFM- Tag: HOOD #4 | D30 - HVAC | D3090 - OTHER HVAC SYSTEMS & EQUIPMENT | D3090310 - FUME HOOD EXHAUST SYSTEM | 1 | EA | 1/1/1993 | 3FL-RM 302B
NRL-30 | NR-30-FHE-023 | FUME HOOD EXHAUST SYSTEM-3FL-RM 302-Type: 4', 2000 CFM- Tag: HOOD #3 | D30 - HVAC | D3090 - OTHER HVAC SYSTEMS & EQUIPMENT | D3090310 - FUME HOOD EXHAUST SYSTEM | 1 | EA | 1/1/1993 | 3FL-RM 302
NRL-30 | NR-30-FHE-024 | FUME HOOD EXHAUST SYSTEM-3FL-RM 302A-Type: 8', 5000 CFM- Tag: HOOD #2 | D30 - HVAC | D3090 - OTHER HVAC SYSTEMS & EQUIPMENT | D3090310 - FUME HOOD EXHAUST SYSTEM | 1 | EA | 1/1/1993 | 3FL-RM 302A
NRL-30 | NR-30-FHE-025 | FUME HOOD EXHAUST SYSTEM-3FL-RM 302A-Type: 8', 5000 CFM- Tag: HOOD #1 | D30 - HVAC | D3090 - OTHER HVAC SYSTEMS & EQUIPMENT | D3090310 - FUME HOOD EXHAUST SYSTEM | 1 | EA | 1/1/1993 | 3FL-RM 302A
NRL-30 | NR-30-FHE-026 | FUME HOOD EXHAUST SYSTEM-3FL-RM 319-Type: 6', 3500 CFM- Tag: H1 | D30 - HVAC | D3090 - OTHER HVAC SYSTEMS & EQUIPMENT | D3090310 - FUME HOOD EXHAUST SYSTEM | 1 | EA | 1/1/2013 | 3FL-RM 319
NRL-30 | NR-30-FHE-027 | FUME HOOD EXHAUST SYSTEM-3FL-RM 319A-Type: 8', 5000 CFM- Tag: H5 | D30 - HVAC | D3090 - OTHER HVAC SYSTEMS & EQUIPMENT | D3090310 - FUME HOOD EXHAUST SYSTEM | 1 | EA | 1/1/2013 | 3FL-RM 319A
NRL-30 | NR-30-FHE-028 | FUME HOOD EXHAUST SYSTEM-3FL-RM 319A-Type: 8', 5000 CFM- Tag: H4 | D30 - HVAC | D3090 - OTHER HVAC SYSTEMS & EQUIPMENT | D3090310 - FUME HOOD EXHAUST SYSTEM | 1 | EA | 1/1/2013 | 3FL-RM 319A
NRL-30 | NR-30-FHE-029 | FUME HOOD EXHAUST SYSTEM-3FL-RM 319B-Type: 8', 5000 CFM- Tag: H2 | D30 - HVAC | D3090 - OTHER HVAC SYSTEMS & EQUIPMENT | D3090310 - FUME HOOD EXHAUST SYSTEM | 1 | EA | 1/1/2013 | 3FL-RM 319B
NRL-30 | NR-30-FHE-030 | FUME HOOD EXHAUST SYSTEM-3FL-RM 319B-Type: 8', 5000 CFM- Tag: H3 | D30 - HVAC | D3090 - OTHER HVAC SYSTEMS & EQUIPMENT | D3090310 - FUME HOOD EXHAUST SYSTEM | 1 | EA | 1/1/2013 | 3FL-RM 319B
NRL-30 | NR-30-FHE-031 | FUME HOOD EXHAUST SYSTEM-3FL-RM 322-LEFT-Type: 6', 3500 CFM | D30 - HVAC | D3090 - OTHER HVAC SYSTEMS & EQUIPMENT | D3090310 - FUME HOOD EXHAUST SYSTEM | 1 | EA | 1/1/2018 | 3FL-RM 322-LEFT
NRL-30 | NR-30-FHE-032 | FUME HOOD EXHAUST SYSTEM-3FL-RM 322-RIGHT-Type: 4', 2000 CFM | D30 - HVAC | D3090 - OTHER HVAC SYSTEMS & EQUIPMENT | D3090310 - FUME HOOD EXHAUST SYSTEM | 1 | EA | 1/1/2018 | 3FL-RM 322-RIGHT
NRL-30 | NR-30-FHE-033 | FUME HOOD EXHAUST SYSTEM-3FL-RM 323-Type: 8', 5000 CFM- Tag: CLASS 11 A/B3 | D30 - HVAC | D3090 - OTHER HVAC SYSTEMS & EQUIPMENT | D3090310 - FUME HOOD EXHAUST SYSTEM | 1 | EA | 1/1/2013 | 3FL-RM 323
NRL-30 | NR-30-FHE-034 | FUME HOOD EXHAUST SYSTEM-3FL-RM 323-Type: 8', 5000 CFM- Tag: H2 | D30 - HVAC | D3090 - OTHER HVAC SYSTEMS & EQUIPMENT | D3090310 - FUME HOOD EXHAUST SYSTEM | 1 | EA | 1/1/1993 | 3FL-RM 323
NRL-30 | NR-30-FHE-035 | FUME HOOD EXHAUST SYSTEM-3FL-RM 323-Type: 6', 3500 CFM- Tag: H1 | D30 - HVAC | D3090 - OTHER HVAC SYSTEMS & EQUIPMENT | D3090310 - FUME HOOD EXHAUST SYSTEM | 1 | EA | 1/1/1993 | 3FL-RM 323
NRL-30 | NR-30-FHE-036 | FUME HOOD EXHAUST SYSTEM-3FL-RM 305-Type: 8', 5000 CFM | D30 - HVAC | D3090 - OTHER HVAC SYSTEMS & EQUIPMENT | D3090310 - FUME HOOD EXHAUST SYSTEM | 1 | EA | 1/1/2012 | 3FL-RM 305
NRL-30 | NR-30-FHE-037 | FUME HOOD EXHAUST SYSTEM-3FL-RM 305-Type: 4', 2000 CFM- Tag: H2 | D30 - HVAC | D3090 - OTHER HVAC SYSTEMS & EQUIPMENT | D3090310 - FUME HOOD EXHAUST SYSTEM | 1 | EA | 1/1/1993 | 3FL-RM 305
NRL-30 | NR-30-FHE-038 | FUME HOOD EXHAUST SYSTEM-3FL-RM 305-CLEAN ROOM-Type: 8', 5000 CFM- Tag: H1 | D30 - HVAC | D3090 - OTHER HVAC SYSTEMS & EQUIPMENT | D3090310 - FUME HOOD EXHAUST SYSTEM | 1 | EA | 1/1/2012 | 3FL-RM 305-CLEAN ROOM
NRL-30 | NR-30-FHE-039 | FUME HOOD EXHAUST SYSTEM-3FL-RM 305-CLEAN ROOM-Type: 8', 5000 CFM- Tag: H2 | D30 - HVAC | D3090 - OTHER HVAC SYSTEMS & EQUIPMENT | D3090310 - FUME HOOD EXHAUST SYSTEM | 1 | EA | 1/1/2012 | 3FL-RM 305-CLEAN ROOM
NRL-30 | NR-30-IES-001 | INDUSTRIAL EXHAUST SYSTEM-4FL-RM 403 MECH-Type: 1000 CFM- Tag: EF-16 | D30 - HVAC | D3090 - OTHER HVAC SYSTEMS & EQUIPMENT | D3090901 - INDUSTRIAL EXHAUST SYSTEM | 1 | EA | 1/1/2010 | 4FL-RM 403 MECH
NRL-30 | NR-30-IES-002 | INDUSTRIAL EXHAUST SYSTEM-BASEMENT-RM B01 MECH-Type: 4000 CFM- Tag: EF-4/EFAN 018 | D30 - HVAC | D3090 - OTHER HVAC SYSTEMS & EQUIPMENT | D3090901 - INDUSTRIAL EXHAUST SYSTEM | 1 | EA | 1/1/1993 | BASEMENT-RM B01 MECH
NRL-30 | NR-30-IES-003 | INDUSTRIAL EXHAUST SYSTEM-BASEMENT-RM B01 MECH-Type: 4000 CFM- Tag: EF-5/EFAN 020 | D30 - HVAC | D3090 - OTHER HVAC SYSTEMS & EQUIPMENT | D3090901 - INDUSTRIAL EXHAUST SYSTEM | 1 | EA | 1/1/1993 | BASEMENT-RM B01 MECH
NRL-30 | NR-30-IES-004 | INDUSTRIAL EXHAUST SYSTEM-BASEMENT-FIRE PUMP RM-Type: 2000 CFM- Tag: EFAN 021 | D30 - HVAC | D3090 - OTHER HVAC SYSTEMS & EQUIPMENT | D3090901 - INDUSTRIAL EXHAUST SYSTEM | 1 | EA | 1/1/1993 | BASEMENT-FIRE PUMP RM
NRL-30 | NR-30-IES-005 | INDUSTRIAL EXHAUST SYSTEM-BASEMENT-RM B29 MECH-Type: 2000 CFM- Tag: EF-9 | D30 - HVAC | D3090 - OTHER HVAC SYSTEMS & EQUIPMENT | D3090901 - INDUSTRIAL EXHAUST SYSTEM | 1 | EA | 1/1/1993 | BASEMENT-RM B29 MECH
NRL-30 | NR-30-IES-006 | INDUSTRIAL EXHAUST SYSTEM-BASEMENT-RM B25 MECH-Type: 4000 CFM- Tag: EFAN 016 | D30 - HVAC | D3090 - OTHER HVAC SYSTEMS & EQUIPMENT | D3090901 - INDUSTRIAL EXHAUST SYSTEM | 1 | EA | 1/1/1993 | BASEMENT-RM B25 MECH
NRL-30 | NR-30-IES-007 | INDUSTRIAL EXHAUST SYSTEM-BASEMENT-RM B25 MECH-Type: 4000 CFM- Tag: EFAN 015 | D30 - HVAC | D3090 - OTHER HVAC SYSTEMS & EQUIPMENT | D3090901 - INDUSTRIAL EXHAUST SYSTEM | 1 | EA | 1/1/1993 | BASEMENT-RM B25 MECH
NRL-30 | NR-30-IES-008 | INDUSTRIAL EXHAUST SYSTEM-BASEMENT-RM B31-Type: 2000 CFM- Tag: EF-2 | D30 - HVAC | D3090 - OTHER HVAC SYSTEMS & EQUIPMENT | D3090901 - INDUSTRIAL EXHAUST SYSTEM | 1 | EA | 1/1/1993 | BASEMENT-RM B31
NRL-30 | NR-30-IES-009 | INDUSTRIAL EXHAUST SYSTEM-BASEMENT-RM B11 MECH-Type: 2000 CFM- Tag: EFAN 017 | D30 - HVAC | D3090 - OTHER HVAC SYSTEMS & EQUIPMENT | D3090901 - INDUSTRIAL EXHAUST SYSTEM | 1 | EA | 1/1/1993 | BASEMENT-RM B11 MECH
NRL-30 | NR-30-IES-010 | INDUSTRIAL EXHAUST SYSTEM-1FL-RM 137 MECH-Type: 2000 CFM | D30 - HVAC | D3090 - OTHER HVAC SYSTEMS & EQUIPMENT | D3090901 - INDUSTRIAL EXHAUST SYSTEM | 1 | EA | 1/1/1993 | 1FL-RM 137 MECH
NRL-35 | NR-35-FHE-001 | FUME HOOD EXHAUST SYSTEM-2FL-RM 216A-Type: 3', 125 FPM- Tag: 0035-216A-H1 | D30 - HVAC | D3090 - OTHER HVAC SYSTEMS & EQUIPMENT | D3090310 - FUME HOOD EXHAUST SYSTEM | 1 | EA | 1/1/1983 | 2FL-RM 216A
NRL-35 | NR-35-FHE-002 | FUME HOOD EXHAUST SYSTEM-2FL-RM 216A-Type: 3', 130 FPM- Tag: 0035-216A-H2 | D30 - HVAC | D3090 - OTHER HVAC SYSTEMS & EQUIPMENT | D3090310 - FUME HOOD EXHAUST SYSTEM | 1 | EA | 1/1/1983 | 2FL-RM 216A
NRL-35 | NR-35-FHE-003 | FUME HOOD EXHAUST SYSTEM-2FL-RM 216A-Type: 3', 125FPM- Tag: 0035-216A-H3 | D30 - HVAC | D3090 - OTHER HVAC SYSTEMS & EQUIPMENT | D3090310 - FUME HOOD EXHAUST SYSTEM | 1 | EA | 1/1/1983 | 2FL-RM 216A
NRL-35 | NR-35-FHE-004 | FUME HOOD EXHAUST SYSTEM-2FL-RM 216A-Type: 3', 144 FPM- Tag: 0035-216A-H4 | D30 - HVAC | D3090 - OTHER HVAC SYSTEMS & EQUIPMENT | D3090310 - FUME HOOD EXHAUST SYSTEM | 1 | EA | 1/1/1983 | 2FL-RM 216A
NRL-35 | NR-35-FHE-005 | FUME HOOD EXHAUST SYSTEM-2FL-RM 220-Type: 4', 121 FPM- Tag: 0035-220-H4 | D30 - HVAC | D3090 - OTHER HVAC SYSTEMS & EQUIPMENT | D3090310 - FUME HOOD EXHAUST SYSTEM | 1 | EA | 1/1/1983 | 2FL-RM 220
NRL-42 | NR-42-FHE-001 | FUME HOOD EXHAUST SYSTEM-4FL-RM 405-Type: 6', 3500 CFM- Tag: H1 | D30 - HVAC | D3090 - OTHER HVAC SYSTEMS & EQUIPMENT | D3090310 - FUME HOOD EXHAUST SYSTEM | 1 | EA | 1/1/2004 | 4FL-RM 405
NRL-42 | NR-42-FHE-002 | FUME HOOD EXHAUST SYSTEM-4FL-RM 404-Type: 6', 3500 CFM- Tag: H2 | D30 - HVAC | D3090 - OTHER HVAC SYSTEMS & EQUIPMENT | D3090310 - FUME HOOD EXHAUST SYSTEM | 1 | EA | 1/1/2004 | 4FL-RM 404
NRL-42 | NR-42-FHE-003 | FUME HOOD EXHAUST SYSTEM-3FL-RM 313-Type: 6', 3500 CFM- Tag: H1 | D30 - HVAC | D3090 - OTHER HVAC SYSTEMS & EQUIPMENT | D3090310 - FUME HOOD EXHAUST SYSTEM | 1 | EA | 1/1/2004 | 3FL-RM 313
NRL-42 | NR-42-FHE-004 | FUME HOOD EXHAUST SYSTEM-3FL-RM 310-Type: 6', 3500 CFM- Tag: H2 | D30 - HVAC | D3090 - OTHER HVAC SYSTEMS & EQUIPMENT | D3090310 - FUME HOOD EXHAUST SYSTEM | 1 | EA | 1/1/2002 | 3FL-RM 310
NRL-42 | NR-42-FHE-005 | FUME HOOD EXHAUST SYSTEM-4FL-RM 405-Type: 6', 3500 CFM | D30 - HVAC | D3090 - OTHER HVAC SYSTEMS & EQUIPMENT | D3090310 - FUME HOOD EXHAUST SYSTEM | 1 | EA | 1/1/2004 | 4FL-RM 405
NRL-42 | NR-42-FHE-006 | FUME HOOD EXHAUST SYSTEM-4FL-RM 404-Type: 6', 3500 CFM- Tag: H1 | D30 - HVAC | D3090 - OTHER HVAC SYSTEMS & EQUIPMENT | D3090310 - FUME HOOD EXHAUST SYSTEM | 1 | EA | 1/1/2004 | 4FL-RM 404
NRL-42 | NR-42-FHE-007 | FUME HOOD EXHAUST SYSTEM-2FL-RM 213-Type: 6', 3500 CFM- Tag: H2 | D30 - HVAC | D3090 - OTHER HVAC SYSTEMS & EQUIPMENT | D3090310 - FUME HOOD EXHAUST SYSTEM | 1 | EA | 1/1/2004 | 2FL-RM 213
NRL-42 | NR-42-FHE-008 | FUME HOOD EXHAUST SYSTEM-2FL-RM 213-Type: 6', 3500 CFM- Tag: H3 | D30 - HVAC | D3090 - OTHER HVAC SYSTEMS & EQUIPMENT | D3090310 - FUME HOOD EXHAUST SYSTEM | 1 | EA | 1/1/2004 | 2FL-RM 213
NRL-42 | NR-42-FHE-009 | FUME HOOD EXHAUST SYSTEM-2FL-RM 212-Type: 6', 3500 CFM- Tag: H2 | D30 - HVAC | D3090 - OTHER HVAC SYSTEMS & EQUIPMENT | D3090310 - FUME HOOD EXHAUST SYSTEM | 1 | EA | 1/1/2004 | 2FL-RM 212
NRL-42 | NR-42-FHE-010 | FUME HOOD EXHAUST SYSTEM-2FL-RM 212-Type: 6', 3500 CFM- Tag: H1 | D30 - HVAC | D3090 - OTHER HVAC SYSTEMS & EQUIPMENT | D3090310 - FUME HOOD EXHAUST SYSTEM | 1 | EA | 1/1/2004 | 2FL-RM 212
NRL-42 | NR-42-FHE-011 | FUME HOOD EXHAUST SYSTEM-2FL-RM 210-Type: 6', 3500 CFM- Tag: H1 | D30 - HVAC | D3090 - OTHER HVAC SYSTEMS & EQUIPMENT | D3090310 - FUME HOOD EXHAUST SYSTEM | 1 | EA | 1/1/2004 | 2FL-RM 210
NRL-42 | NR-42-FHE-012 | FUME HOOD EXHAUST SYSTEM-2FL-RM 210-Type: 6', 3500 CFM- Tag: H2 | D30 - HVAC | D3090 - OTHER HVAC SYSTEMS & EQUIPMENT | D3090310 - FUME HOOD EXHAUST SYSTEM | 1 | EA | 1/1/2004 | 2FL-RM 210
NRL-43 | NR-43-IES-001 | INDUSTRIAL EXHAUST SYSTEM-BASEMENT-RM 047 MECH-Type: 4000 CFM- Tag: EXF#002 | D30 - HVAC | D3090 - OTHER HVAC SYSTEMS & EQUIPMENT | D3090901 - INDUSTRIAL EXHAUST SYSTEM | 1 | EA | 1/1/2013 | BASEMENT-RM 047 MECH
NRL-43 | NR-43-IES-002 | INDUSTRIAL EXHAUST SYSTEM-BASEMENT-RM 011-Type: 4000 CFM | D30 - HVAC | D3090 - OTHER HVAC SYSTEMS & EQUIPMENT | D3090901 - INDUSTRIAL EXHAUST SYSTEM | 1 | EA | 1/1/1990 | BASEMENT-RM 011
NRL-49 | NR-49-IES-001 | INDUSTRIAL EXHAUST SYSTEM-EXTERIOR-EAST-Type: 4000 CFM | D30 - HVAC | D3090 - OTHER HVAC SYSTEMS & EQUIPMENT | D3090901 - INDUSTRIAL EXHAUST SYSTEM | 1 | EA | 1/1/1989 | EXTERIOR-EAST
NRL-60 | NR-60-FHE-001 | FUME HOOD EXHAUST SYSTEM-2FL-RM 224-Type: 5', 3500 CFM | D30 - HVAC | D3090 - OTHER HVAC SYSTEMS & EQUIPMENT | D3090310 - FUME HOOD EXHAUST SYSTEM | 1 | EA | 1/1/2000 | 2FL-RM 224
NRL-60 | NR-60-FHE-002 | FUME HOOD EXHAUST SYSTEM-BASEMENT-RM B09-Type: 5', 3500 CFM | D30 - HVAC | D3090 - OTHER HVAC SYSTEMS & EQUIPMENT | D3090310 - FUME HOOD EXHAUST SYSTEM | 1 | EA | 1/1/2000 | BASEMENT-RM B09
NRL-60 | NR-60-FHE-003 | FUME HOOD EXHAUST SYSTEM-4FL-RM 410-Type: 5', 3500 CFM | D30 - HVAC | D3090 - OTHER HVAC SYSTEMS & EQUIPMENT | D3090310 - FUME HOOD EXHAUST SYSTEM | 1 | EA | 1/1/2000 | 4FL-RM 410
NRL-66 | NR-66-IES-001 | INDUSTRIAL EXHAUST SYSTEM-RM 113-Type: 1000 CFM- Tag: EFAN-001 | D30 - HVAC | D3090 - OTHER HVAC SYSTEMS & EQUIPMENT | D3090901 - INDUSTRIAL EXHAUST SYSTEM | 1 | EA | 1/1/2008 | RM 113
NRL-71 | NR-71-FHE-001 | FUME HOOD EXHAUST SYSTEM-2FL-RM 2220-Type: 6', 3500 CFM- Tag: FHE-001 | D30 - HVAC | D3090 - OTHER HVAC SYSTEMS & EQUIPMENT | D3090310 - FUME HOOD EXHAUST SYSTEM | 1 | EA | 1/1/2004 | 2FL-RM 2220
NRL-71 | NR-71-FHE-002 | FUME HOOD EXHAUST SYSTEM-1FL-RM 1206-Type: 6', 3500 CFM- Tag: FHE-002 | D30 - HVAC | D3090 - OTHER HVAC SYSTEMS & EQUIPMENT | D3090310 - FUME HOOD EXHAUST SYSTEM | 1 | EA | 1/1/1970 | 1FL-RM 1206
NRL-82 | NR-82-FHE-001 | FUME HOOD EXHAUST SYSTEM-1FL-Type: 4', 2000 CFM- Tag: H1 | D30 - HVAC | D3090 - OTHER HVAC SYSTEMS & EQUIPMENT | D3090310 - FUME HOOD EXHAUST SYSTEM | 1 | EA | 7/1/1957 | 1FL
NRL-82 | NR-82-FHE-002 | FUME HOOD EXHAUST SYSTEM-1FL-HIGH BAY-Type: 6', 3500 CFM- Tag: H1 | D30 - HVAC | D3090 - OTHER HVAC SYSTEMS & EQUIPMENT | D3090310 - FUME HOOD EXHAUST SYSTEM | 1 | EA | 7/1/1957 | 1FL-HIGH BAY
NRL-83 | NR-83-FHE-001 | FUME HOOD EXHAUST SYSTEM-RM 101-Type: 4', 2000 CFM- Tag: HOOD 2 | D30 - HVAC | D3090 - OTHER HVAC SYSTEMS & EQUIPMENT | D3090310 - FUME HOOD EXHAUST SYSTEM | 1 | EA | 7/1/1957 | RM 101
NRL-83 | NR-83-FHE-002 | FUME HOOD EXHAUST SYSTEM-RM 101-Type: 4', 2000 CFM- Tag: HOOD 1 | D30 - HVAC | D3090 - OTHER HVAC SYSTEMS & EQUIPMENT | D3090310 - FUME HOOD EXHAUST SYSTEM | 1 | EA | 7/1/1957 | RM 101
NRL-101 | NR-101-FHE-001 | FUME HOOD EXHAUST SYSTEM-RM 166A-Type: 4', 2000 CFM- Tag: FHE-001 | D30 - HVAC | D3090 - OTHER HVAC SYSTEMS & EQUIPMENT | D3090310 - FUME HOOD EXHAUST SYSTEM | 1 | EA | 1/1/2000 | RM 166A
NRL-207 | NR-207-FHE-001 | FUME HOOD EXHAUST SYSTEM-3FL-RM 319-Type: 3', 94 FPM- Tag: 207-0319-H1 | D30 - HVAC | D3090 - OTHER HVAC SYSTEMS & EQUIPMENT | D3090310 - FUME HOOD EXHAUST SYSTEM | 1 | EA | 1/1/1988 | 3FL-RM 319
NRL-207 | NR-207-FHE-002 | FUME HOOD EXHAUST SYSTEM-3FL-RM 315-Type: 3', 105 FPM- Tag: 207-0315-H1 | D30 - HVAC | D3090 - OTHER HVAC SYSTEMS & EQUIPMENT | D3090310 - FUME HOOD EXHAUST SYSTEM | 1 | EA | 1/1/1988 | 3FL-RM 315
NRL-207 | NR-207-FHE-003 | FUME HOOD EXHAUST SYSTEM-3FL-RM 316-Type: 3', 112 FPM- Tag: 207-0316-H1 | D30 - HVAC | D3090 - OTHER HVAC SYSTEMS & EQUIPMENT | D3090310 - FUME HOOD EXHAUST SYSTEM | 1 | EA | 1/1/1988 | 3FL-RM 316
NRL-207 | NR-207-FHE-004 | FUME HOOD EXHAUST SYSTEM-3FL-RM 313-Type: 3', 94 FPM- Tag: 207-0313-H1 | D30 - HVAC | D3090 - OTHER HVAC SYSTEMS & EQUIPMENT | D3090310 - FUME HOOD EXHAUST SYSTEM | 1 | EA | 1/1/1988 | 3FL-RM 313
NRL-207 | NR-207-FHE-005 | FUME HOOD EXHAUST SYSTEM-3FL-RM 313-Type: 3', 98 FPM- Tag: 207-0313-H2 | D30 - HVAC | D3090 - OTHER HVAC SYSTEMS & EQUIPMENT | D3090310 - FUME HOOD EXHAUST SYSTEM | 1 | EA | 1/1/1988 | 3FL-RM 313
NRL-207 | NR-207-FHE-006 | FUME HOOD EXHAUST SYSTEM-3FL-RM 312-Type: 3', 108 FPM- Tag: 207-0312-H1 | D30 - HVAC | D3090 - OTHER HVAC SYSTEMS & EQUIPMENT | D3090310 - FUME HOOD EXHAUST SYSTEM | 1 | EA | 1/1/1988 | 3FL-RM 312
NRL-207 | NR-207-FHE-007 | FUME HOOD EXHAUST SYSTEM-3FL-RM 361-Type: 3', 94 FPM- Tag: 207-0361-H1 | D30 - HVAC | D3090 - OTHER HVAC SYSTEMS & EQUIPMENT | D3090310 - FUME HOOD EXHAUST SYSTEM | 1 | EA | 1/1/1988 | 3FL-RM 361
NRL-207 | NR-207-FHE-008 | FUME HOOD EXHAUST SYSTEM-3FL-RM 364-Type: 3', 120 FPM- Tag: 207-0364-H1 | D30 - HVAC | D3090 - OTHER HVAC SYSTEMS & EQUIPMENT | D3090310 - FUME HOOD EXHAUST SYSTEM | 1 | EA | 1/1/1988 | 3FL-RM 364
NRL-207 | NR-207-FHE-009 | FUME HOOD EXHAUST SYSTEM-3FL-RM 369-Type: 3', 95 FPM- Tag: 207-0369-H1 | D30 - HVAC | D3090 - OTHER HVAC SYSTEMS & EQUIPMENT | D3090310 - FUME HOOD EXHAUST SYSTEM | 1 | EA | 1/1/1988 | 3FL-RM 369
NRL-207 | NR-207-FHE-010 | FUME HOOD EXHAUST SYSTEM-3FL-RM 370-Type: 3', 86 FPM- Tag: 207-0370-H1 | D30 - HVAC | D3090 - OTHER HVAC SYSTEMS & EQUIPMENT | D3090310 - FUME HOOD EXHAUST SYSTEM | 1 | EA | 1/1/1988 | 3FL-RM 370
NRL-207 | NR-207-FHE-011 | FUME HOOD EXHAUST SYSTEM-3FL-RM 328-Type: 3', 122 FPM- Tag: 207-0328-H1 | D30 - HVAC | D3090 - OTHER HVAC SYSTEMS & EQUIPMENT | D3090310 - FUME HOOD EXHAUST SYSTEM | 1 | EA | 1/1/1988 | 3FL-RM 328
NRL-207 | NR-207-FHE-012 | FUME HOOD EXHAUST SYSTEM-3FL-RM 334-Type: 3', 99 FPM- Tag: 207-0334-H1 | D30 - HVAC | D3090 - OTHER HVAC SYSTEMS & EQUIPMENT | D3090310 - FUME HOOD EXHAUST SYSTEM | 1 | EA | 1/1/1988 | 3FL-RM 334
NRL-207 | NR-207-FHE-013 | FUME HOOD EXHAUST SYSTEM-3FL-RM 336-Type: 6', 94 FPM- Tag: 207-0336-H2 | D30 - HVAC | D3090 - OTHER HVAC SYSTEMS & EQUIPMENT | D3090310 - FUME HOOD EXHAUST SYSTEM | 1 | EA | 1/1/1988 | 3FL-RM 336
NRL-207 | NR-207-FHE-014 | FUME HOOD EXHAUST SYSTEM-3FL-RM 340-Type: 3', 101 FPM- Tag: 207-0340-H1 | D30 - HVAC | D3090 - OTHER HVAC SYSTEMS & EQUIPMENT | D3090310 - FUME HOOD EXHAUST SYSTEM | 1 | EA | 1/1/1988 | 3FL-RM 340
NRL-207 | NR-207-FHE-015 | FUME HOOD EXHAUST SYSTEM-3FL-RM 342-Type: 6', 85 FPM- Tag: 207-0342-H1 | D30 - HVAC | D3090 - OTHER HVAC SYSTEMS & EQUIPMENT | D3090310 - FUME HOOD EXHAUST SYSTEM | 1 | EA | 1/1/1988 | 3FL-RM 342
NRL-207 | NR-207-FHE-016 | FUME HOOD EXHAUST SYSTEM-3FL-RM 342-Type: 6', 87 FPM- Tag: 207-0342-H2 | D30 - HVAC | D3090 - OTHER HVAC SYSTEMS & EQUIPMENT | D3090310 - FUME HOOD EXHAUST SYSTEM | 1 | EA | 1/1/1988 | 3FL-RM 342
NRL-207 | NR-207-FHE-017 | FUME HOOD EXHAUST SYSTEM-3FL-RM 344-Type: 3', 97 FPM- Tag: 207-0344-H1 | D30 - HVAC | D3090 - OTHER HVAC SYSTEMS & EQUIPMENT | D3090310 - FUME HOOD EXHAUST SYSTEM | 1 | EA | 1/1/1988 | 3FL-RM 344
NRL-207 | NR-207-FHE-018 | FUME HOOD EXHAUST SYSTEM-3FL-RM 346-Type: 3', 75 FPM- Tag: 207-0346-H1 | D30 - HVAC | D3090 - OTHER HVAC SYSTEMS & EQUIPMENT | D3090310 - FUME HOOD EXHAUST SYSTEM | 1 | EA | 1/1/1988 | 3FL-RM 346
NRL-207 | NR-207-FHE-019 | FUME HOOD EXHAUST SYSTEM-3FL-RM 348-Type: 5', 101 FPM- Tag: 207-0348-H1 | D30 - HVAC | D3090 - OTHER HVAC SYSTEMS & EQUIPMENT | D3090310 - FUME HOOD EXHAUST SYSTEM | 1 | EA | 1/1/1988 | 3FL-RM 348
NRL-207 | NR-207-FHE-020 | FUME HOOD EXHAUST SYSTEM-3FL-RM 350-Type: 4', 97 FPM- Tag: 207-0350-H1 | D30 - HVAC | D3090 - OTHER HVAC SYSTEMS & EQUIPMENT | D3090310 - FUME HOOD EXHAUST SYSTEM | 1 | EA | 1/1/1988 | 3FL-RM 350
NRL-207 | NR-207-FHE-021 | FUME HOOD EXHAUST SYSTEM-3FL-RM 352-Type: 3', 86 FPM- Tag: 207-0352-H1 | D30 - HVAC | D3090 - OTHER HVAC SYSTEMS & EQUIPMENT | D3090310 - FUME HOOD EXHAUST SYSTEM | 1 | EA | 1/1/1988 | 3FL-RM 352
NRL-207 | NR-207-FHE-022 | FUME HOOD EXHAUST SYSTEM-3FL-RM 355-Type: 3', 125 FPM- Tag: 207-0355-H1 | D30 - HVAC | D3090 - OTHER HVAC SYSTEMS & EQUIPMENT | D3090310 - FUME HOOD EXHAUST SYSTEM | 1 | EA | 1/1/1988 | 3FL-RM 355
NRL-207 | NR-207-FHE-023 | FUME HOOD EXHAUST SYSTEM-3FL-RM 355-Type: 6', 93 FPM- Tag: 207-0355-H2 | D30 - HVAC | D3090 - OTHER HVAC SYSTEMS & EQUIPMENT | D3090310 - FUME HOOD EXHAUST SYSTEM | 1 | EA | 1/1/1988 | 3FL-RM 355
NRL-207 | NR-207-FHE-024 | FUME HOOD EXHAUST SYSTEM-3FL-RM 351-Type: 3', 120 FPM- Tag: 207-0351-H1 | D30 - HVAC | D3090 - OTHER HVAC SYSTEMS & EQUIPMENT | D3090310 - FUME HOOD EXHAUST SYSTEM | 1 | EA | 1/1/1988 | 3FL-RM 351
NRL-207 | NR-207-FHE-025 | FUME HOOD EXHAUST SYSTEM-3FL-RM 349-Type: 3', 109 FPM- Tag: 207-0349-H1 | D30 - HVAC | D3090 - OTHER HVAC SYSTEMS & EQUIPMENT | D3090310 - FUME HOOD EXHAUST SYSTEM | 1 | EA | 1/1/1988 | 3FL-RM 349
NRL-207 | NR-207-FHE-026 | FUME HOOD EXHAUST SYSTEM-3FL-RM 347-Type: 3', 116 FPM- Tag: 207-0347-H1 | D30 - HVAC | D3090 - OTHER HVAC SYSTEMS & EQUIPMENT | D3090310 - FUME HOOD EXHAUST SYSTEM | 1 | EA | 1/1/1988 | 3FL-RM 347
NRL-207 | NR-207-FHE-027 | FUME HOOD EXHAUST SYSTEM-3FL-RM 345-Type: 3', 106 FPM- Tag: 207-0345-H1 | D30 - HVAC | D3090 - OTHER HVAC SYSTEMS & EQUIPMENT | D3090310 - FUME HOOD EXHAUST SYSTEM | 1 | EA | 1/1/1988 | 3FL-RM 345
NRL-207 | NR-207-FHE-028 | FUME HOOD EXHAUST SYSTEM-3FL-RM 341-Type: 3', 108 FPM- Tag: 207-0341-H1 | D30 - HVAC | D3090 - OTHER HVAC SYSTEMS & EQUIPMENT | D3090310 - FUME HOOD EXHAUST SYSTEM | 1 | EA | 1/1/1988 | 3FL-RM 341
NRL-207 | NR-207-FHE-029 | FUME HOOD EXHAUST SYSTEM-3FL-RM 343-Type: 3', 92 FPM- Tag: 207-0343-H1 | D30 - HVAC | D3090 - OTHER HVAC SYSTEMS & EQUIPMENT | D3090310 - FUME HOOD EXHAUST SYSTEM | 1 | EA | 1/1/1988 | 3FL-RM 343
NRL-207 | NR-207-FHE-030 | FUME HOOD EXHAUST SYSTEM-2FL-RM 212-Type: 3', 69 FPM- Tag: 207-0212-H1 | D30 - HVAC | D3090 - OTHER HVAC SYSTEMS & EQUIPMENT | D3090310 - FUME HOOD EXHAUST SYSTEM | 1 | EA | 1/1/1988 | 2FL-RM 213
NRL-207 | NR-207-FHE-031 | FUME HOOD EXHAUST SYSTEM-2FL-RM 214A-Type: 3', 117 FPM- Tag: 207-0214A-H1 | D30 - HVAC | D3090 - OTHER HVAC SYSTEMS & EQUIPMENT | D3090310 - FUME HOOD EXHAUST SYSTEM | 1 | EA | 1/1/1988 | 2FL-RM 214A
NRL-207 | NR-207-FHE-032 | FUME HOOD EXHAUST SYSTEM-2FL-RM 215A-Type: 3', 115 FPM- Tag: 207-0215A-H1 | D30 - HVAC | D3090 - OTHER HVAC SYSTEMS & EQUIPMENT | D3090310 - FUME HOOD EXHAUST SYSTEM | 1 | EA | 1/1/1988 | 2FL-RM 215A
NRL-207 | NR-207-FHE-033 | FUME HOOD EXHAUST SYSTEM-2FL-RM 217-Type: 3', 105 FPM- Tag: 207-0217-H1 | D30 - HVAC | D3090 - OTHER HVAC SYSTEMS & EQUIPMENT | D3090310 - FUME HOOD EXHAUST SYSTEM | 1 | EA | 1/1/1988 | 2FL-RM 217
NRL-207 | NR-207-FHE-034 | FUME HOOD EXHAUST SYSTEM-2FL-RM 216-Type: 3', 110 FPM- Tag: 207-0216-H1 | D30 - HVAC | D3090 - OTHER HVAC SYSTEMS & EQUIPMENT | D3090310 - FUME HOOD EXHAUST SYSTEM | 1 | EA | 1/1/1988 | 2FL-RM 216
NRL-207 | NR-207-FHE-035 | FUME HOOD EXHAUST SYSTEM-2FL-RM 218-Type: 3', 110 FPM- Tag: 207-0218-H1 | D30 - HVAC | D3090 - OTHER HVAC SYSTEMS & EQUIPMENT | D3090310 - FUME HOOD EXHAUST SYSTEM | 1 | EA | 1/1/1988 | 2FL-RM 218
NRL-207 | NR-207-FHE-036 | FUME HOOD EXHAUST SYSTEM-2FL-RM 219-Type: 3', 102 FPM- Tag: 207-0219-H1 | D30 - HVAC | D3090 - OTHER HVAC SYSTEMS & EQUIPMENT | D3090310 - FUME HOOD EXHAUST SYSTEM | 1 | EA | 1/1/1988 | 2FL-RM 219
NRL-207 | NR-207-FHE-037 | FUME HOOD EXHAUST SYSTEM-2FL-RM 225-Type: 3', 89 FPM- Tag: 207-0225-H1 | D30 - HVAC | D3090 - OTHER HVAC SYSTEMS & EQUIPMENT | D3090310 - FUME HOOD EXHAUST SYSTEM | 1 | EA | 1/1/1988 | 2FL-RM 225
NRL-207 | NR-207-FHE-038 | FUME HOOD EXHAUST SYSTEM-2FL-RM 225-Type: 3', 100 FPM- Tag: 207-0225-H1 | D30 - HVAC | D3090 - OTHER HVAC SYSTEMS & EQUIPMENT | D3090310 - FUME HOOD EXHAUST SYSTEM | 1 | EA | 1/1/1988 | 2FL-RM 226
NRL-207 | NR-207-FHE-039 | FUME HOOD EXHAUST SYSTEM-2FL-RM 227-Type: 3', 93 FPM- Tag: 207-0227-H1 | D30 - HVAC | D3090 - OTHER HVAC SYSTEMS & EQUIPMENT | D3090310 - FUME HOOD EXHAUST SYSTEM | 1 | EA | 1/1/1988 | 2FL-RM 227
NRL-207 | NR-207-FHE-040 | FUME HOOD EXHAUST SYSTEM-2FL-RM 264-Type: 3', 303 FPM- Tag: 207-0264-H1 | D30 - HVAC | D3090 - OTHER HVAC SYSTEMS & EQUIPMENT | D3090310 - FUME HOOD EXHAUST SYSTEM | 1 | EA | 1/1/1988 | 2FL-RM 264
NRL-207 | NR-207-FHE-041 | FUME HOOD EXHAUST SYSTEM-2FL-RM 265-Type: 3', 95 FPM- Tag: 207-0265-H1 | D30 - HVAC | D3090 - OTHER HVAC SYSTEMS & EQUIPMENT | D3090310 - FUME HOOD EXHAUST SYSTEM | 1 | EA | 1/1/1988 | 2FL-RM 265
NRL-207 | NR-207-FHE-042 | FUME HOOD EXHAUST SYSTEM-2FL-RM 266-Type: 3', 88 FPM- Tag: 207-0266-H1 | D30 - HVAC | D3090 - OTHER HVAC SYSTEMS & EQUIPMENT | D3090310 - FUME HOOD EXHAUST SYSTEM | 1 | EA | 1/1/1988 | 2FL-RM 266
NRL-207 | NR-207-FHE-043 | FUME HOOD EXHAUST SYSTEM-2FL-RM 269-Type: 3', 79 FPM- Tag: 207-0269-H1 | D30 - HVAC | D3090 - OTHER HVAC SYSTEMS & EQUIPMENT | D3090310 - FUME HOOD EXHAUST SYSTEM | 1 | EA | 1/1/1988 | 2FL-RM 269
NRL-207 | NR-207-FHE-044 | FUME HOOD EXHAUST SYSTEM-2FL-RM 270-Type: 3', 128 FPM- Tag: 207-0270-H1 | D30 - HVAC | D3090 - OTHER HVAC SYSTEMS & EQUIPMENT | D3090310 - FUME HOOD EXHAUST SYSTEM | 1 | EA | 1/1/1988 | 2FL-RM 270
NRL-207 | NR-207-FHE-045 | FUME HOOD EXHAUST SYSTEM-2FL-RM 271-Type: 3', 84 FPM- Tag: 207-0271-H1 | D30 - HVAC | D3090 - OTHER HVAC SYSTEMS & EQUIPMENT | D3090310 - FUME HOOD EXHAUST SYSTEM | 1 | EA | 1/1/1988 | 2FL-RM 271
NRL-207 | NR-207-FHE-046 | FUME HOOD EXHAUST SYSTEM-2FL-RM 272-Type: 3', 119 FPM- Tag: 207-0272-H1 | D30 - HVAC | D3090 - OTHER HVAC SYSTEMS & EQUIPMENT | D3090310 - FUME HOOD EXHAUST SYSTEM | 1 | EA | 1/1/1988 | 2FL-RM 272
NRL-207 | NR-207-FHE-047 | FUME HOOD EXHAUST SYSTEM-2FL-RM 228-Type: 3', 76 FPM- Tag: 207-0228-H1 | D30 - HVAC | D3090 - OTHER HVAC SYSTEMS & EQUIPMENT | D3090310 - FUME HOOD EXHAUST SYSTEM | 1 | EA | 1/1/1988 | 2FL-RM 228
NRL-207 | NR-207-FHE-048 | FUME HOOD EXHAUST SYSTEM-2FL-RM 230-Type: 3', 82 FPM- Tag: 207-0230-H1 | D30 - HVAC | D3090 - OTHER HVAC SYSTEMS & EQUIPMENT | D3090310 - FUME HOOD EXHAUST SYSTEM | 1 | EA | 1/1/1988 | 2FL-RM 230
NRL-207 | NR-207-FHE-049 | FUME HOOD EXHAUST SYSTEM-2FL-RM 232-Type: 3', 79 FPM- Tag: 207-0232-H1 | D30 - HVAC | D3090 - OTHER HVAC SYSTEMS & EQUIPMENT | D3090310 - FUME HOOD EXHAUST SYSTEM | 1 | EA | 1/1/1988 | 2FL-RM 232
NRL-207 | NR-207-FHE-050 | FUME HOOD EXHAUST SYSTEM-2FL-RM 236-Type: 3', 82 FPM- Tag: 207-0236-H1 | D30 - HVAC | D3090 - OTHER HVAC SYSTEMS & EQUIPMENT | D3090310 - FUME HOOD EXHAUST SYSTEM | 1 | EA | 1/1/1988 | 2FL-RM 236
NRL-207 | NR-207-FHE-051 | FUME HOOD EXHAUST SYSTEM-2FL-RM 238-Type: 3', 135 FPM- Tag: 207-0238-H1 | D30 - HVAC | D3090 - OTHER HVAC SYSTEMS & EQUIPMENT | D3090310 - FUME HOOD EXHAUST SYSTEM | 1 | EA | 1/1/1988 | 2FL-RM 238
NRL-207 | NR-207-FHE-052 | FUME HOOD EXHAUST SYSTEM-2FL-RM 240-Type: 6', 69 FPM- Tag: 207-0240-H1 | D30 - HVAC | D3090 - OTHER HVAC SYSTEMS & EQUIPMENT | D3090310 - FUME HOOD EXHAUST SYSTEM | 1 | EA | 1/1/1988 | 2FL-RM 240
NRL-207 | NR-207-FHE-053 | FUME HOOD EXHAUST SYSTEM-2FL-RM 240-Type: 6', 104 FPM- Tag: 207-0240-H2 | D30 - HVAC | D3090 - OTHER HVAC SYSTEMS & EQUIPMENT | D3090310 - FUME HOOD EXHAUST SYSTEM | 1 | EA | 1/1/1988 | 2FL-RM 240
NRL-207 | NR-207-FHE-054 | FUME HOOD EXHAUST SYSTEM-2FL-RM 242-Type: 6', 54 FPM- Tag: 207-0242-H1 | D30 - HVAC | D3090 - OTHER HVAC SYSTEMS & EQUIPMENT | D3090310 - FUME HOOD EXHAUST SYSTEM | 1 | EA | 1/1/1988 | 2FL-RM 242
NRL-207 | NR-207-FHE-055 | FUME HOOD EXHAUST SYSTEM-2FL-RM 242-Type: 6', 80 FPM- Tag: 207-0242-H2 | D30 - HVAC | D3090 - OTHER HVAC SYSTEMS & EQUIPMENT | D3090310 - FUME HOOD EXHAUST SYSTEM | 1 | EA | 1/1/1988 | 2FL-RM 242
NRL-207 | NR-207-FHE-056 | FUME HOOD EXHAUST SYSTEM-2FL-RM 244-Type: 6', 74 FPM- Tag: 207-0244-H1 | D30 - HVAC | D3090 - OTHER HVAC SYSTEMS & EQUIPMENT | D3090310 - FUME HOOD EXHAUST SYSTEM | 1 | EA | 1/1/1988 | 2FL-RM 244
NRL-207 | NR-207-FHE-057 | FUME HOOD EXHAUST SYSTEM-2FL-RM 244-Type: 6', 81 FPM- Tag: 207-0244-H2 | D30 - HVAC | D3090 - OTHER HVAC SYSTEMS & EQUIPMENT | D3090310 - FUME HOOD EXHAUST SYSTEM | 1 | EA | 1/1/1988 | 2FL-RM 244
NRL-207 | NR-207-FHE-058 | FUME HOOD EXHAUST SYSTEM-2FL-RM 255-Type: 4', 224 FPM- Tag: 207-0255-H1 | D30 - HVAC | D3090 - OTHER HVAC SYSTEMS & EQUIPMENT | D3090310 - FUME HOOD EXHAUST SYSTEM | 1 | EA | 1/1/1988 | 2FL-RM 255
NRL-207 | NR-207-FHE-059 | FUME HOOD EXHAUST SYSTEM-2FL-RM 251-Type: 4', 125 FPM- Tag: 207-0251-H1 | D30 - HVAC | D3090 - OTHER HVAC SYSTEMS & EQUIPMENT | D3090310 - FUME HOOD EXHAUST SYSTEM | 1 | EA | 1/1/1988 | 2FL-RM 251
NRL-207 | NR-207-FHE-060 | FUME HOOD EXHAUST SYSTEM-2FL-RM 247-Type: 3', 127 FPM- Tag: 207-0247-H1 | D30 - HVAC | D3090 - OTHER HVAC SYSTEMS & EQUIPMENT | D3090310 - FUME HOOD EXHAUST SYSTEM | 1 | EA | 1/1/1988 | 2FL-RM 247
NRL-207 | NR-207-FHE-061 | FUME HOOD EXHAUST SYSTEM-2FL-RM 245-Type: 3', 103 FPM- Tag: 207-0245-H1 | D30 - HVAC | D3090 - OTHER HVAC SYSTEMS & EQUIPMENT | D3090310 - FUME HOOD EXHAUST SYSTEM | 1 | EA | 1/1/1988 | 2FL-RM 245
NRL-207 | NR-207-FHE-062 | FUME HOOD EXHAUST SYSTEM-2FL-RM 241-Type: 4', 277 FPM- Tag: 207-0241-H1 | D30 - HVAC | D3090 - OTHER HVAC SYSTEMS & EQUIPMENT | D3090310 - FUME HOOD EXHAUST SYSTEM | 1 | EA | 1/1/1988 | 2FL-RM 241
NRL-207 | NR-207-FHE-063 | FUME HOOD EXHAUST SYSTEM-2FL-RM 239-Type: 3', 215 FPM- Tag: 207-0239-H1 | D30 - HVAC | D3090 - OTHER HVAC SYSTEMS & EQUIPMENT | D3090310 - FUME HOOD EXHAUST SYSTEM | 1 | EA | 1/1/1988 | 2FL-RM 239
NRL-207 | NR-207-FHE-064 | FUME HOOD EXHAUST SYSTEM-2FL-RM 237-Type: 4', 99 FPM- Tag: 207-0237-H1 | D30 - HVAC | D3090 - OTHER HVAC SYSTEMS & EQUIPMENT | D3090310 - FUME HOOD EXHAUST SYSTEM | 1 | EA | 1/1/1988 | 2FL-RM 237
NRL-207 | NR-207-FHE-065 | FUME HOOD EXHAUST SYSTEM-2FL-RM 237-Type: 4', 120 FPM- Tag: 207-0237-H2 | D30 - HVAC | D3090 - OTHER HVAC SYSTEMS & EQUIPMENT | D3090310 - FUME HOOD EXHAUST SYSTEM | 1 | EA | 1/1/1988 | 2FL-RM 237
NRL-207 | NR-207-FHE-066 | FUME HOOD EXHAUST SYSTEM-2FL-RM 235-Type: 4', 94 FPM- Tag: 207-0235-H1 | D30 - HVAC | D3090 - OTHER HVAC SYSTEMS & EQUIPMENT | D3090310 - FUME HOOD EXHAUST SYSTEM | 1 | EA | 1/1/1988 | 2FL-RM 235
NRL-207 | NR-207-FHE-067 | FUME HOOD EXHAUST SYSTEM-2FL-RM 233-Type: 4', 73 FPM- Tag: 207-0233-H1 | D30 - HVAC | D3090 - OTHER HVAC SYSTEMS & EQUIPMENT | D3090310 - FUME HOOD EXHAUST SYSTEM | 1 | EA | 1/1/1988 | 2FL-RM 233
NRL-207 | NR-207-FHE-068 | FUME HOOD EXHAUST SYSTEM-2FL-RM 231-Type: 4', 123 FPM- Tag: 207-0231-H1 | D30 - HVAC | D3090 - OTHER HVAC SYSTEMS & EQUIPMENT | D3090310 - FUME HOOD EXHAUST SYSTEM | 1 | EA | 1/1/1988 | 2FL-RM 231
NRL-207 | NR-207-FHE-069 | FUME HOOD EXHAUST SYSTEM-2FL-RM 229-Type: 4', 116 FPM- Tag: 207-0229-H1 | D30 - HVAC | D3090 - OTHER HVAC SYSTEMS & EQUIPMENT | D3090310 - FUME HOOD EXHAUST SYSTEM | 1 | EA | 1/1/1988 | 2FL-RM 229
NRL-207 | NR-207-FHE-070 | FUME HOOD EXHAUST SYSTEM-1FL-RM 122A-Type: 3', 107 FPM- Tag: 207-0122A-H1 | D30 - HVAC | D3090 - OTHER HVAC SYSTEMS & EQUIPMENT | D3090310 - FUME HOOD EXHAUST SYSTEM | 1 | EA | 1/1/1988 | 1FL-RM 122A
NRL-207 | NR-207-FHE-071 | FUME HOOD EXHAUST SYSTEM-1FL-RM 123-Type: 3', 82 FPM- Tag: 207-0123-H1 | D30 - HVAC | D3090 - OTHER HVAC SYSTEMS & EQUIPMENT | D3090310 - FUME HOOD EXHAUST SYSTEM | 1 | EA | 1/1/1988 | 1FL-RM 123
NRL-207 | NR-207-FHE-072 | FUME HOOD EXHAUST SYSTEM-1FL-RM 123-Type: 3', 91 FPM- Tag: 207-0123-H2 | D30 - HVAC | D3090 - OTHER HVAC SYSTEMS & EQUIPMENT | D3090310 - FUME HOOD EXHAUST SYSTEM | 1 | EA | 1/1/1988 | 1FL-RM 123
NRL-207 | NR-207-FHE-073 | FUME HOOD EXHAUST SYSTEM-1FL-RM 123-Type: 3', 148 FPM- Tag: 207-0123-H3 | D30 - HVAC | D3090 - OTHER HVAC SYSTEMS & EQUIPMENT | D3090310 - FUME HOOD EXHAUST SYSTEM | 1 | EA | 1/1/1988 | 1FL-RM 123
NRL-207 | NR-207-FHE-074 | FUME HOOD EXHAUST SYSTEM-1FL-RM 124-Type: 3', 87 FPM- Tag: 207-0124-H1 | D30 - HVAC | D3090 - OTHER HVAC SYSTEMS & EQUIPMENT | D3090310 - FUME HOOD EXHAUST SYSTEM | 1 | EA | 1/1/1988 | 1FL-RM 124
NRL-207 | NR-207-FHE-075 | FUME HOOD EXHAUST SYSTEM-1FL-RM 125-Type: 3', 125 FPM- Tag: 207-0125-H1 | D30 - HVAC | D3090 - OTHER HVAC SYSTEMS & EQUIPMENT | D3090310 - FUME HOOD EXHAUST SYSTEM | 1 | EA | 1/1/1988 | 1FL-RM 125
NRL-207 | NR-207-FHE-076 | FUME HOOD EXHAUST SYSTEM-1FL-RM 126-Type: 3', 127FPM- Tag: 207-0126-H1 | D30 - HVAC | D3090 - OTHER HVAC SYSTEMS & EQUIPMENT | D3090310 - FUME HOOD EXHAUST SYSTEM | 1 | EA | 1/1/1988 | 1FL-RM 126
NRL-207 | NR-207-FHE-077 | FUME HOOD EXHAUST SYSTEM-1FL-RM 127-Type: 3', 120 FPM- Tag: 207-0127-H1 | D30 - HVAC | D3090 - OTHER HVAC SYSTEMS & EQUIPMENT | D3090310 - FUME HOOD EXHAUST SYSTEM | 1 | EA | 1/1/1988 | 1FL-RM 127
NRL-207 | NR-207-FHE-078 | FUME HOOD EXHAUST SYSTEM-1FL-RM 130-Type: 3', 76 FPM- Tag: 207-0130-H1 | D30 - HVAC | D3090 - OTHER HVAC SYSTEMS & EQUIPMENT | D3090310 - FUME HOOD EXHAUST SYSTEM | 1 | EA | 1/1/1988 | 1FL-RM 130
NRL-207 | NR-207-FHE-079 | FUME HOOD EXHAUST SYSTEM-1FL-RM 132-Type: 3', 183 FPM- Tag: 207-0132-H1 | D30 - HVAC | D3090 - OTHER HVAC SYSTEMS & EQUIPMENT | D3090310 - FUME HOOD EXHAUST SYSTEM | 1 | EA | 1/1/1988 | 1FL-RM 132
NRL-207 | NR-207-FHE-080 | FUME HOOD EXHAUST SYSTEM-3FL-RM 318-Type: 5', 91 FPM- Tag: 207-0318-H1 | D30 - HVAC | D3090 - OTHER HVAC SYSTEMS & EQUIPMENT | D3090310 - FUME HOOD EXHAUST SYSTEM | 1 | EA | 1/1/1988 | 3FL-RM 318
NRL-207 | NR-207-FHE-081 | FUME HOOD EXHAUST SYSTEM-3FL-RM 321-Type: 3', 84 FPM- Tag: 207-0321-H1 | D30 - HVAC | D3090 - OTHER HVAC SYSTEMS & EQUIPMENT | D3090310 - FUME HOOD EXHAUST SYSTEM | 1 | EA | 1/1/1988 | 3FL-RM 321
NRL-207 | NR-207-FHE-082 | FUME HOOD EXHAUST SYSTEM-3FL-RM 322A-Type: 6', 183 FPM- Tag: 207-0322A-H1 | D30 - HVAC | D3090 - OTHER HVAC SYSTEMS & EQUIPMENT | D3090310 - FUME HOOD EXHAUST SYSTEM | 1 | EA | 1/1/2003 | 3FL-RM 322A
NRL-207 | NR-207-FHE-083 | FUME HOOD EXHAUST SYSTEM-3FL-RM 324-Type: 6', 97 FPM- Tag: 207-0324-H1 | D30 - HVAC | D3090 - OTHER HVAC SYSTEMS & EQUIPMENT | D3090310 - FUME HOOD EXHAUST SYSTEM | 1 | EA | 1/1/1988 | 3FL-RM 324
NRL-207 | NR-207-FHE-084 | FUME HOOD EXHAUST SYSTEM-3FL-RM 324-Type: 6', 96 FPM- Tag: 207-0324-H2 | D30 - HVAC | D3090 - OTHER HVAC SYSTEMS & EQUIPMENT | D3090310 - FUME HOOD EXHAUST SYSTEM | 1 | EA | 1/1/1988 | 3FL-RM 324
NRL-207 | NR-207-FHE-085 | FUME HOOD EXHAUST SYSTEM-3FL-RM 325-Type: 6', 57 FPM- Tag: 207-0325-H1 | D30 - HVAC | D3090 - OTHER HVAC SYSTEMS & EQUIPMENT | D3090310 - FUME HOOD EXHAUST SYSTEM | 1 | EA | 1/1/1988 | 3FL-RM 325
NRL-207 | NR-207-FHE-086 | FUME HOOD EXHAUST SYSTEM-3FL-RM 325-Type: 6', 64 FPM- Tag: 207-0325-H2 | D30 - HVAC | D3090 - OTHER HVAC SYSTEMS & EQUIPMENT | D3090310 - FUME HOOD EXHAUST SYSTEM | 1 | EA | 1/1/1988 | 3FL-RM 325
NRL-207 | NR-207-FHE-087 | FUME HOOD EXHAUST SYSTEM-3FL-RM 335-Type: 3', 117 FPM- Tag: 207-0335-H1 | D30 - HVAC | D3090 - OTHER HVAC SYSTEMS & EQUIPMENT | D3090310 - FUME HOOD EXHAUST SYSTEM | 1 | EA | 1/1/1988 | 3FL-RM 335
NRL-207 | NR-207-FHE-089 | FUME HOOD EXHAUST SYSTEM-3FL-RM 362-Type: 3', 108 FPM- Tag: 207-0362-H1 | D30 - HVAC | D3090 - OTHER HVAC SYSTEMS & EQUIPMENT | D3090310 - FUME HOOD EXHAUST SYSTEM | 1 | EA | 1/1/1988 | 3FL-RM 362
NRL-207 | NR-207-FHE-090 | FUME HOOD EXHAUST SYSTEM-3FL-RM 365-Type: 3', 183 FPM- Tag: 207-0365-H1 | D30 - HVAC | D3090 - OTHER HVAC SYSTEMS & EQUIPMENT | D3090310 - FUME HOOD EXHAUST SYSTEM | 1 | EA | 1/1/1988 | 3FL-RM 365
NRL-207 | NR-207-FHE-091 | FUME HOOD EXHAUST SYSTEM-3FL-RM 372-Type: 3', 115 FPM- Tag: 207-0372-H1 | D30 - HVAC | D3090 - OTHER HVAC SYSTEMS & EQUIPMENT | D3090310 - FUME HOOD EXHAUST SYSTEM | 1 | EA | 1/1/1988 | 3FL-RM 372
NRL-207 | NR-207-FHE-092 | FUME HOOD EXHAUST SYSTEM-3FL-RM 373-Type: 3', 130 FPM- Tag: 207-0373-H1 | D30 - HVAC | D3090 - OTHER HVAC SYSTEMS & EQUIPMENT | D3090310 - FUME HOOD EXHAUST SYSTEM | 1 | EA | 1/1/1988 | 3FL-RM 373
NRL-207 | NR-207-FHE-093 | FUME HOOD EXHAUST SYSTEM-3FL-RM 373-Type: 3', 130 FPM- Tag: 207-0373-H2 | D30 - HVAC | D3090 - OTHER HVAC SYSTEMS & EQUIPMENT | D3090310 - FUME HOOD EXHAUST SYSTEM | 1 | EA | 1/1/1988 | 3FL-RM 373
NRL-207 | NR-207-FHE-094 | FUME HOOD EXHAUST SYSTEM-3FL-RM 374-Type: 3', 120 FPM- Tag: 207-0374-H1 | D30 - HVAC | D3090 - OTHER HVAC SYSTEMS & EQUIPMENT | D3090310 - FUME HOOD EXHAUST SYSTEM | 1 | EA | 1/1/1988 | 3FL-RM 374
NRL-207 | NR-207-FHE-095 | FUME HOOD EXHAUST SYSTEM-2FL-RM 268-Type: 3', 84FPM- Tag: 207-0268-H1 | D30 - HVAC | D3090 - OTHER HVAC SYSTEMS & EQUIPMENT | D3090310 - FUME HOOD EXHAUST SYSTEM | 1 | EA | 1/1/2003 | 2FL-RM 268
NRL-207 | NR-207-FHE-096 | FUME HOOD EXHAUST SYSTEM-2FL-RM 267A-Type: 4', 111 FPM- Tag: 207-0267-A-H1 | D30 - HVAC | D3090 - OTHER HVAC SYSTEMS & EQUIPMENT | D3090310 - FUME HOOD EXHAUST SYSTEM | 1 | EA | 1/1/2010 | 2FL-RM 267A
NRL-207 | NR-207-FHE-097 | FUME HOOD EXHAUST SYSTEM-2FL-RM 234A-Type: 3', 119 FPM- Tag: 207-0234A-H1 | D30 - HVAC | D3090 - OTHER HVAC SYSTEMS & EQUIPMENT | D3090310 - FUME HOOD EXHAUST SYSTEM | 1 | EA | 1/1/2010 | 2FL-RM 234A
NRL-207 | NR-207-FHE-098 | FUME HOOD EXHAUST SYSTEM-2FL-RM 223-Type: 3', 86 FPM- Tag: 207-0223-H1 | D30 - HVAC | D3090 - OTHER HVAC SYSTEMS & EQUIPMENT | D3090310 - FUME HOOD EXHAUST SYSTEM | 1 | EA | 1/1/2010 | 2FL-RM 223
NRL-207 | NR-207-FHE-099 | FUME HOOD EXHAUST SYSTEM-2FL-RM 220A-Type: 3', 100 FPM- Tag: 207-0220A-H1 | D30 - HVAC | D3090 - OTHER HVAC SYSTEMS & EQUIPMENT | D3090310 - FUME HOOD EXHAUST SYSTEM | 1 | EA | 1/1/2010 | 2FL-RM 220A
NRL-207 | NR-207-FHE-100 | FUME HOOD EXHAUST SYSTEM-2FL-RM 220-Type: 3', 82 FPM- Tag: 207-0220-H1 | D30 - HVAC | D3090 - OTHER HVAC SYSTEMS & EQUIPMENT | D3090310 - FUME HOOD EXHAUST SYSTEM | 1 | EA | 1/1/2010 | 2FL-RM 220
NRL-207 | NR-207-FHE-101 | FUME HOOD EXHAUST SYSTEM-2FL-RM 220B-Type: 3', 101 FPM- Tag: 207-0220B-H1 | D30 - HVAC | D3090 - OTHER HVAC SYSTEMS & EQUIPMENT | D3090310 - FUME HOOD EXHAUST SYSTEM | 1 | EA | 1/1/2010 | 2FL-RM 220B
NRL-207 | NR-207-FHE-102 | FUME HOOD EXHAUST SYSTEM-1FL-RM 160-Type: 4', 172 FPM- Tag: 207-0160-H1 | D30 - HVAC | D3090 - OTHER HVAC SYSTEMS & EQUIPMENT | D3090310 - FUME HOOD EXHAUST SYSTEM | 1 | EA | 1/1/2010 | 1FL-RM 160
NRL-207 | NR-207-FHE-103 | FUME HOOD EXHAUST SYSTEM-1FL-RM 161-Type: 4', 191 FPM- Tag: 207-0161-H1 | D30 - HVAC | D3090 - OTHER HVAC SYSTEMS & EQUIPMENT | D3090310 - FUME HOOD EXHAUST SYSTEM | 1 | EA | 1/1/2010 | 1FL-RM 161
NRL-207 | NR-207-FHE-104 | FUME HOOD EXHAUST SYSTEM-1FL-RM 166-Type: 4', 93 FPM- Tag: 207-0166-H1 | D30 - HVAC | D3090 - OTHER HVAC SYSTEMS & EQUIPMENT | D3090310 - FUME HOOD EXHAUST SYSTEM | 1 | EA | 1/1/2010 | 1FL-RM 166
NRL-207 | NR-207-FHE-105 | FUME HOOD EXHAUST SYSTEM-1FL-RM 115-Type: 4', 120 FPM- Tag: 207-0114-H1 | D30 - HVAC | D3090 - OTHER HVAC SYSTEMS & EQUIPMENT | D3090310 - FUME HOOD EXHAUST SYSTEM | 1 | EA | 1/1/1988 | 1FL-RM 114
NRL-207 | NR-207-FHE-106 | FUME HOOD EXHAUST SYSTEM-1FL-RM 169-Type: 4', 95 FPM- Tag: 207-0169-H1 | D30 - HVAC | D3090 - OTHER HVAC SYSTEMS & EQUIPMENT | D3090310 - FUME HOOD EXHAUST SYSTEM | 1 | EA | 1/1/2010 | 1FL-RM 169
NRL-207 | NR-207-FHE-107 | FUME HOOD EXHAUST SYSTEM-1FL-RM 115-Type: 8', 115 FPM- Tag: 207-0115-H1 | D30 - HVAC | D3090 - OTHER HVAC SYSTEMS & EQUIPMENT | D3090310 - FUME HOOD EXHAUST SYSTEM | 1 | EA | 1/1/1988 | 1FL-RM 115
NRL-207 | NR-207-FHE-108 | FUME HOOD EXHAUST SYSTEM-1FL-RM 116-Type: 4', 111 FPM- Tag: 207-0116-H1 | D30 - HVAC | D3090 - OTHER HVAC SYSTEMS & EQUIPMENT | D3090310 - FUME HOOD EXHAUST SYSTEM | 1 | EA | 1/1/1988 | 1FL-RM 116
NRL-207 | NR-207-FHE-109 | FUME HOOD EXHAUST SYSTEM-1FL-RM 117-Type: 4', 110 FPM- Tag: 207-0117-H1 | D30 - HVAC | D3090 - OTHER HVAC SYSTEMS & EQUIPMENT | D3090310 - FUME HOOD EXHAUST SYSTEM | 1 | EA | 1/1/1988 | 1FL-RM 117
NRL-207 | NR-207-FHE-110 | FUME HOOD EXHAUST SYSTEM-1FL-RM 118-Type: 4', 66 FPM- Tag: 207-0118-H1 | D30 - HVAC | D3090 - OTHER HVAC SYSTEMS & EQUIPMENT | D3090310 - FUME HOOD EXHAUST SYSTEM | 1 | EA | 1/1/1988 | 1FL-RM 118
NRL-207 | NR-207-FHE-111 | FUME HOOD EXHAUST SYSTEM-1FL-RM 119-Type: 4', 84 FPM- Tag: 207-0119-H1 | D30 - HVAC | D3090 - OTHER HVAC SYSTEMS & EQUIPMENT | D3090310 - FUME HOOD EXHAUST SYSTEM | 1 | EA | 1/1/1988 | 1FL-RM 119
NRL-207 | NR-207-FHE-112 | FUME HOOD EXHAUST SYSTEM-1FL-RM 156-Type: 4', 82 FPM- Tag: 207-0156-H1 | D30 - HVAC | D3090 - OTHER HVAC SYSTEMS & EQUIPMENT | D3090310 - FUME HOOD EXHAUST SYSTEM | 1 | EA | 1/1/1988 | 1FL-RM 156
NRL-207 | NR-207-FHE-113 | FUME HOOD EXHAUST SYSTEM-1FL-RM 154-Type: 4', 72 FPM- Tag: 207-0154-H1 | D30 - HVAC | D3090 - OTHER HVAC SYSTEMS & EQUIPMENT | D3090310 - FUME HOOD EXHAUST SYSTEM | 1 | EA | 1/1/1988 | 1FL-RM 154
NRL-207 | NR-207-FHE-114 | FUME HOOD EXHAUST SYSTEM-1FL-RM 152-Type: 4', 124 FPM- Tag: 207-0152-H1 | D30 - HVAC | D3090 - OTHER HVAC SYSTEMS & EQUIPMENT | D3090310 - FUME HOOD EXHAUST SYSTEM | 1 | EA | 1/1/1988 | 1FL-RM 152
NRL-207 | NR-207-FHE-115 | FUME HOOD EXHAUST SYSTEM-1FL-RM 150-Type: 4', 70 FPM- Tag: 207-0150-H1 | D30 - HVAC | D3090 - OTHER HVAC SYSTEMS & EQUIPMENT | D3090310 - FUME HOOD EXHAUST SYSTEM | 1 | EA | 1/1/1988 | 1FL-RM 150
NRL-207 | NR-207-FHE-116 | FUME HOOD EXHAUST SYSTEM-1FL-RM 138-Type: 4', 114 FPM- Tag: 207-0138-H1 | D30 - HVAC | D3090 - OTHER HVAC SYSTEMS & EQUIPMENT | D3090310 - FUME HOOD EXHAUST SYSTEM | 1 | EA | 1/1/1988 | 1FL-RM 138
NRL-207 | NR-207-FHE-117 | FUME HOOD EXHAUST SYSTEM-1FL-RM 136-Type: 4', 186 FPM- Tag: 207-0136-H1 | D30 - HVAC | D3090 - OTHER HVAC SYSTEMS & EQUIPMENT | D3090310 - FUME HOOD EXHAUST SYSTEM | 1 | EA | 1/1/1988 | 1FL-RM 136
NRL-207 | NR-207-FHE-118 | FUME HOOD EXHAUST SYSTEM-1FL-RM 132-Type: 4', 183 FPM- Tag: 207-0132-H1 | D30 - HVAC | D3090 - OTHER HVAC SYSTEMS & EQUIPMENT | D3090310 - FUME HOOD EXHAUST SYSTEM | 1 | EA | 1/1/1988 | 1FL-RM 132
NRL-207 | NR-207-FHE-119 | FUME HOOD EXHAUST SYSTEM-1FL-RM 129-Type: 4', 111 FPM- Tag: 207-0129-H1 | D30 - HVAC | D3090 - OTHER HVAC SYSTEMS & EQUIPMENT | D3090310 - FUME HOOD EXHAUST SYSTEM | 1 | EA | 1/1/1988 | 1FL-RM 129
NRL-207 | NR-207-FHE-120 | FUME HOOD EXHAUST SYSTEM-1FL-RM 133-Type: 4', 130 FPM- Tag: 207-0133-H1 | D30 - HVAC | D3090 - OTHER HVAC SYSTEMS & EQUIPMENT | D3090310 - FUME HOOD EXHAUST SYSTEM | 1 | EA | 1/1/1988 | 1FL-RM 133
NRL-207 | NR-207-FHE-121 | FUME HOOD EXHAUST SYSTEM-1FL-RM 135-Type: 4', 120 FPM- Tag: 207-0135-H1 | D30 - HVAC | D3090 - OTHER HVAC SYSTEMS & EQUIPMENT | D3090310 - FUME HOOD EXHAUST SYSTEM | 1 | EA | 1/1/1988 | 1FL-RM 135
NRL-207 | NR-207-FHE-122 | FUME HOOD EXHAUST SYSTEM-1FL-RM 143-Type: 4', 124 FPM- Tag: 207-0143-H1 | D30 - HVAC | D3090 - OTHER HVAC SYSTEMS & EQUIPMENT | D3090310 - FUME HOOD EXHAUST SYSTEM | 1 | EA | 1/1/1988 | 1FL-RM 143
NRL-207 | NR-207-FHE-123 | FUME HOOD EXHAUST SYSTEM-1FL-RM 145-Type: 4', 92 FPM- Tag: 207-0145-H1 | D30 - HVAC | D3090 - OTHER HVAC SYSTEMS & EQUIPMENT | D3090310 - FUME HOOD EXHAUST SYSTEM | 1 | EA | 1/1/1988 | 1FL-RM 145
NRL-207 | NR-207-FHE-124 | FUME HOOD EXHAUST SYSTEM-1FL-RM 149-Type: 4', 96 FPM- Tag: 207-0149-H1 | D30 - HVAC | D3090 - OTHER HVAC SYSTEMS & EQUIPMENT | D3090310 - FUME HOOD EXHAUST SYSTEM | 1 | EA | 1/1/1988 | 1FL-RM 149
NRL-207 | NR-207-FHE-125 | FUME HOOD EXHAUST SYSTEM-1FL-RM 171-Type: 4', 95 FPM- Tag: 207-0171-H1 | D30 - HVAC | D3090 - OTHER HVAC SYSTEMS & EQUIPMENT | D3090310 - FUME HOOD EXHAUST SYSTEM | 1 | EA | 1/1/1988 | 1FL-RM 171
NRL-207 | NR-207-FHE-126 | FUME HOOD EXHAUST SYSTEM-1FL-RM 172-Type: 4', 101 FPM- Tag: 207-0172-H1 | D30 - HVAC | D3090 - OTHER HVAC SYSTEMS & EQUIPMENT | D3090310 - FUME HOOD EXHAUST SYSTEM | 1 | EA | 1/1/1988 | 1FL-RM 172
NRL-207 | NR-207-FHE-127 | FUME HOOD EXHAUST SYSTEM-1FL-RM 173-Type: 4', 117 FPM- Tag: 207-0173-H1 | D30 - HVAC | D3090 - OTHER HVAC SYSTEMS & EQUIPMENT | D3090310 - FUME HOOD EXHAUST SYSTEM | 1 | EA | 1/1/1988 | 1FL-RM 173
NRL-207 | NR-207-FHE-128 | FUME HOOD EXHAUST SYSTEM-1FL-RM 137-Type: 4', 104 FPM- Tag: 207-0137-H1 | D30 - HVAC | D3090 - OTHER HVAC SYSTEMS & EQUIPMENT | D3090310 - FUME HOOD EXHAUST SYSTEM | 1 | EA | 1/1/1988 | 1FL-RM 137
NRL-207 | NR-207-FHE-129 | FUME HOOD EXHAUST SYSTEM-1FL-RM 139-Type: 4', 104 FPM- Tag: 207-0139-H1 | D30 - HVAC | D3090 - OTHER HVAC SYSTEMS & EQUIPMENT | D3090310 - FUME HOOD EXHAUST SYSTEM | 1 | EA | 1/1/1988 | 1FL-RM 139
NRL-207 | NR-207-FHE-130 | FUME HOOD EXHAUST SYSTEM-1FL-RM 141-Type: 4', 111 FPM- Tag: 207-0141-H1 | D30 - HVAC | D3090 - OTHER HVAC SYSTEMS & EQUIPMENT | D3090310 - FUME HOOD EXHAUST SYSTEM | 1 | EA | 1/1/1988 | 1FL-RM 141
NRL-207 | NR-207-FHE-131 | FUME HOOD EXHAUST SYSTEM-1FL-RM 120A-Type: 4', 102 FPM- Tag: 207-0120A-H1 | D30 - HVAC | D3090 - OTHER HVAC SYSTEMS & EQUIPMENT | D3090310 - FUME HOOD EXHAUST SYSTEM | 1 | EA | 1/1/1988 | 1FL-RM 120A
NRL-207 | NR-207-FHE-132 | FUME HOOD EXHAUST SYSTEM-3FL-RM 356-Type: 4', 95 FPM- Tag: 207-0356-H1 | D30 - HVAC | D3090 - OTHER HVAC SYSTEMS & EQUIPMENT | D3090310 - FUME HOOD EXHAUST SYSTEM | 1 | EA | 1/1/1988 | 3FL-RM 356
NRL-207 | NR-207-FHE-133 | FUME HOOD EXHAUST SYSTEM-3FL-RM 357-Type: 4', 95 FPM- Tag: 207-0357-H1 | D30 - HVAC | D3090 - OTHER HVAC SYSTEMS & EQUIPMENT | D3090310 - FUME HOOD EXHAUST SYSTEM | 1 | EA | 1/1/1988 | 3FL-RM 357
NRL-207 | NR-207-FHE-134 | FUME HOOD EXHAUST SYSTEM-2FL-RM 248-Type: 4', 95 FPM- Tag: 207-0248-H1 | D30 - HVAC | D3090 - OTHER HVAC SYSTEMS & EQUIPMENT | D3090310 - FUME HOOD EXHAUST SYSTEM | 1 | EA | 1/1/1988 | 2FL-RM 248
NRL-207 | NR-207-FHE-135 | FUME HOOD EXHAUST SYSTEM-2FL-RM 250-Type: 4', 95 FPM- Tag: 207-0250-H1 | D30 - HVAC | D3090 - OTHER HVAC SYSTEMS & EQUIPMENT | D3090310 - FUME HOOD EXHAUST SYSTEM | 1 | EA | 1/1/1988 | 2FL-RM 250
NRL-207 | NR-207-FHE-136 | FUME HOOD EXHAUST SYSTEM-2FL-RM 252-Type: 4', 95 FPM- Tag: 207-0252-H1 | D30 - HVAC | D3090 - OTHER HVAC SYSTEMS & EQUIPMENT | D3090310 - FUME HOOD EXHAUST SYSTEM | 1 | EA | 1/1/1988 | 2FL-RM 252
NRL-207 | NR-207-FHE-137 | FUME HOOD EXHAUST SYSTEM-2FL-RM 254-Type: 4', 95 FPM- Tag: 207-0254-H1 | D30 - HVAC | D3090 - OTHER HVAC SYSTEMS & EQUIPMENT | D3090310 - FUME HOOD EXHAUST SYSTEM | 1 | EA | 1/1/1988 | 2FL-RM 254
NRL-207 | NR-207-IES-001 | INDUSTRIAL EXHAUST SYSTEM-4FL-RM 405B-Type: GAS CABINET- Tag: GAS CAB. 1-4 | D30 - HVAC | D3090 - OTHER HVAC SYSTEMS & EQUIPMENT | D3090901 - INDUSTRIAL EXHAUST SYSTEM | 4 | EA | 1/1/2012 | 4FL-RM 405B
NRL-210 | NR-210-FHE-001 | FUME HOOD EXHAUST SYSTEM-3FL-AREA D-RM 3468-Type: 3', 1000 CFM- Tag: 210-3468-H1 | D30 - HVAC | D3090 - OTHER HVAC SYSTEMS & EQUIPMENT | D3090310 - FUME HOOD EXHAUST SYSTEM | 1 | EA | 1/1/1989 | 3FL-AREA D-RM 3468
NRL-216 | NR-216-FHE-001 | FUME HOOD EXHAUST SYSTEM-2FL-RM 2014-Type: 6', 3500 CFM- Tag: EX FAN-6 | D30 - HVAC | D3090 - OTHER HVAC SYSTEMS & EQUIPMENT | D3090310 - FUME HOOD EXHAUST SYSTEM | 1 | EA | 1/1/2014 | 2FL-RM 2014
NRL-216 | NR-216-FHE-002 | FUME HOOD EXHAUST SYSTEM-2FL-RM 2014-Type: 8', 5000 CFM- Tag: EX FAN-5 | D30 - HVAC | D3090 - OTHER HVAC SYSTEMS & EQUIPMENT | D3090310 - FUME HOOD EXHAUST SYSTEM | 1 | EA | 1/1/2014 | 2FL-RM 2014
NRL-216 | NR-216-FHE-003 | FUME HOOD EXHAUST SYSTEM-2FL-RM 2030-Type: 8', 5000 CFM | D30 - HVAC | D3090 - OTHER HVAC SYSTEMS & EQUIPMENT | D3090310 - FUME HOOD EXHAUST SYSTEM | 1 | EA | 1/1/2014 | 2FL-RM 2030
NRL-216 | NR-216-FHE-004 | FUME HOOD EXHAUST SYSTEM-2FL-RM 2030-Type: 4', 2000 CFM | D30 - HVAC | D3090 - OTHER HVAC SYSTEMS & EQUIPMENT | D3090310 - FUME HOOD EXHAUST SYSTEM | 1 | EA | 1/1/2014 | 2FL-RM 2030
NRL-216 | NR-216-FHE-005 | FUME HOOD EXHAUST SYSTEM-2FL-RM 2030-Type: 8', 5000 CFM | D30 - HVAC | D3090 - OTHER HVAC SYSTEMS & EQUIPMENT | D3090310 - FUME HOOD EXHAUST SYSTEM | 1 | EA | 1/1/2014 | 2FL-RM 2030
NRL-216 | NR-216-FHE-006 | FUME HOOD EXHAUST SYSTEM-2FL-RM 2031-Type: 8', 5000 CFM | D30 - HVAC | D3090 - OTHER HVAC SYSTEMS & EQUIPMENT | D3090310 - FUME HOOD EXHAUST SYSTEM | 1 | EA | 1/1/2014 | 2FL-RM 2031
NRL-216 | NR-216-FHE-007 | FUME HOOD EXHAUST SYSTEM-2FL-RM 2031-Type: 8', 5000 CFM | D30 - HVAC | D3090 - OTHER HVAC SYSTEMS & EQUIPMENT | D3090310 - FUME HOOD EXHAUST SYSTEM | 1 | EA | 1/1/2014 | 2FL-RM 2031
NRL-250 | NR-250-FHE-001 | FUME HOOD EXHAUST SYSTEM-1FL-RM 100-Type: 4', 2000 CFM- Tag: FUME HOOD 4-1 | D30 - HVAC | D3090 - OTHER HVAC SYSTEMS & EQUIPMENT | D3090310 - FUME HOOD EXHAUST SYSTEM | 1 | EA | 7/1/2003 | 1FL-RM 100
NRL-250 | NR-250-FHE-002 | FUME HOOD EXHAUST SYSTEM-1FL-RM 100-Type: 6', 3500 CFM- Tag: FUME HOOD 4-2 | D30 - HVAC | D3090 - OTHER HVAC SYSTEMS & EQUIPMENT | D3090310 - FUME HOOD EXHAUST SYSTEM | 1 | EA | 7/1/2003 | 1FL-RM 100
NRL-250 | NR-250-FHE-003 | FUME HOOD EXHAUST SYSTEM-1FL-RM 100-Type: 4', 2000 CFM- Tag: FUME HOOD 6-1 | D30 - HVAC | D3090 - OTHER HVAC SYSTEMS & EQUIPMENT | D3090310 - FUME HOOD EXHAUST SYSTEM | 1 | EA | 7/1/2003 | 1FL-RM 100
NRL-250 | NR-250-FHE-004 | FUME HOOD EXHAUST SYSTEM-1FL-RM 100-Type: 6', 3500 CFM- Tag: FUME HOOD 6-2 | D30 - HVAC | D3090 - OTHER HVAC SYSTEMS & EQUIPMENT | D3090310 - FUME HOOD EXHAUST SYSTEM | 1 | EA | 7/1/2003 | 1FL-RM 100
NRL-250 | NR-250-FHE-005 | FUME HOOD EXHAUST SYSTEM-1FL-RM 100-Type: 6', 3500 CFM- Tag: FUME HOOD 8-1 | D30 - HVAC | D3090 - OTHER HVAC SYSTEMS & EQUIPMENT | D3090310 - FUME HOOD EXHAUST SYSTEM | 1 | EA | 7/1/2003 | 1FL-RM 100
NRL-250 | NR-250-FHE-006 | FUME HOOD EXHAUST SYSTEM-1FL-RM 100-Type: 6', 3500 CFM- Tag: FUME HOOD 8-2 | D30 - HVAC | D3090 - OTHER HVAC SYSTEMS & EQUIPMENT | D3090310 - FUME HOOD EXHAUST SYSTEM | 1 | EA | 7/1/2003 | 1FL-RM 100
NRL-250 | NR-250-FHE-007 | FUME HOOD EXHAUST SYSTEM-1FL-RM 100-Type: 4', 2000 CFM- Tag: FUME HOOD 7-1 | D30 - HVAC | D3090 - OTHER HVAC SYSTEMS & EQUIPMENT | D3090310 - FUME HOOD EXHAUST SYSTEM | 1 | EA | 7/1/2003 | 1FL-RM 100
NRL-250 | NR-250-FHE-008 | FUME HOOD EXHAUST SYSTEM-1FL-RM 100-Type: 6', 3500 CFM- Tag: FUME HOOD 7-2 | D30 - HVAC | D3090 - OTHER HVAC SYSTEMS & EQUIPMENT | D3090310 - FUME HOOD EXHAUST SYSTEM | 1 | EA | 7/1/2003 | 1FL-RM 100
NRL-271 | NR-271-FHE-001 | FUME HOOD EXHAUST SYSTEM-1FL-RM 130-Type: 4', 2000 CFM- Tag: CFH #1 | D30 - HVAC | D3090 - OTHER HVAC SYSTEMS & EQUIPMENT | D3090310 - FUME HOOD EXHAUST SYSTEM | 1 | EA | 7/1/2012 | 1FL-RM 130
NRL-271 | NR-271-FHE-002 | FUME HOOD EXHAUST SYSTEM-1FL-RM 130-Type: 8', 5000 CFM- Tag: CFH #2 | D30 - HVAC | D3090 - OTHER HVAC SYSTEMS & EQUIPMENT | D3090310 - FUME HOOD EXHAUST SYSTEM | 1 | EA | 7/1/2012 | 1FL-RM 130
NRL-271 | NR-271-FHE-003 | FUME HOOD EXHAUST SYSTEM-1FL-RM 130-Type: 8', 5000 CFM- Tag: CFH #3 | D30 - HVAC | D3090 - OTHER HVAC SYSTEMS & EQUIPMENT | D3090310 - FUME HOOD EXHAUST SYSTEM | 1 | EA | 7/1/2012 | 1FL-RM 130
NRL-271 | NR-271-FHE-004 | FUME HOOD EXHAUST SYSTEM-1FL-RM 130-Type: 8', 5000 CFM- Tag: CFH #4 | D30 - HVAC | D3090 - OTHER HVAC SYSTEMS & EQUIPMENT | D3090310 - FUME HOOD EXHAUST SYSTEM | 1 | EA | 7/1/2012 | 1FL-RM 130
NRL-271 | NR-271-FHE-005 | FUME HOOD EXHAUST SYSTEM-2FL-RM 231-Type: 6', 3500 CFM- Tag: CLH | D30 - HVAC | D3090 - OTHER HVAC SYSTEMS & EQUIPMENT | D3090310 - FUME HOOD EXHAUST SYSTEM | 1 | EA | 7/1/2012 | 2FL-RM 231
NRL-271 | NR-271-FHE-006 | FUME HOOD EXHAUST SYSTEM-2FL-RM 231-Type: 4', 2000 CFM- Tag: CLH | D30 - HVAC | D3090 - OTHER HVAC SYSTEMS & EQUIPMENT | D3090310 - FUME HOOD EXHAUST SYSTEM | 1 | EA | 7/1/2012 | 2FL-RM 231
NRL-A11 | NR-A11-FHE-001 | FUME HOOD EXHAUST SYSTEM-RM 104-Type: 6', 3500 CFM- Tag: RP-113 | D30 - HVAC | D3090 - OTHER HVAC SYSTEMS & EQUIPMENT | D3090310 - FUME HOOD EXHAUST SYSTEM | 1 | EA | 1/1/1993 | RM 104
NRL-A11 | NR-A11-FHE-002 | FUME HOOD EXHAUST SYSTEM-RM 104-Type: 6', 3500 CFM- Tag: RP3-16 | D30 - HVAC | D3090 - OTHER HVAC SYSTEMS & EQUIPMENT | D3090310 - FUME HOOD EXHAUST SYSTEM | 1 | EA | 1/1/1993 | RM 104
NRL-A11 | NR-A11-FHE-003 | FUME HOOD EXHAUST SYSTEM-RM 109-Type: 6', 3500 CFM | D30 - HVAC | D3090 - OTHER HVAC SYSTEMS & EQUIPMENT | D3090310 - FUME HOOD EXHAUST SYSTEM | 1 | EA | 1/1/1993 | RM 109
NRL-A12 | NR-A12-FHE-001 | FUME HOOD EXHAUST SYSTEM-1FL-RM 106-Type: 4', 2000 CFM- Tag: H1 | D30 - HVAC | D3090 - OTHER HVAC SYSTEMS & EQUIPMENT | D3090310 - FUME HOOD EXHAUST SYSTEM | 1 | EA | 1/1/2013 | 1FL-RM 106
NRL-A13 | NR-A13-IES-001 | INDUSTRIAL EXHAUST SYSTEM-RM 101 MECH-Type: 1000 CFM | D30 - HVAC | D3090 - OTHER HVAC SYSTEMS & EQUIPMENT | D3090901 - INDUSTRIAL EXHAUST SYSTEM | 1 | EA | 1/1/1991 | RM 101 MECH
NRL-A50 | NR-A50-FHE-001 | FUME HOOD EXHAUST SYSTEM-RM 103-Type: 8', 5000 CFM- Tag: H-1 | D30 - HVAC | D3090 - OTHER HVAC SYSTEMS & EQUIPMENT | D3090310 - FUME HOOD EXHAUST SYSTEM | 1 | EA | 7/1/1940 | RM 103
NRL-A50 | NR-A50-FHE-002 | FUME HOOD EXHAUST SYSTEM-RM 105-Type: 6', 3500 CFM- Tag: H-1 | D30 - HVAC | D3090 - OTHER HVAC SYSTEMS & EQUIPMENT | D3090310 - FUME HOOD EXHAUST SYSTEM | 1 | EA | 7/1/1940 | RM 105
NRL-A50 | NR-A50-FHE-003 | FUME HOOD EXHAUST SYSTEM-RM 117-Type: 6', 3500 CFM- Tag: H-1 | D30 - HVAC | D3090 - OTHER HVAC SYSTEMS & EQUIPMENT | D3090310 - FUME HOOD EXHAUST SYSTEM | 1 | EA | 7/1/1940 | RM 117
NRL-A50 | NR-A50-FHE-004 | FUME HOOD EXHAUST SYSTEM-RM 117-Type: 6', 3500 CFM- Tag: H-2 | D30 - HVAC | D3090 - OTHER HVAC SYSTEMS & EQUIPMENT | D3090310 - FUME HOOD EXHAUST SYSTEM | 1 | EA | 7/1/1940 | RM 117
NRL-A50 | NR-A50-FHE-005 | FUME HOOD EXHAUST SYSTEM-RM 187-Type: 4', 2000 CFM- Tag: H-1 | D30 - HVAC | D3090 - OTHER HVAC SYSTEMS & EQUIPMENT | D3090310 - FUME HOOD EXHAUST SYSTEM | 1 | EA | 1/1/2016 | RM 187
NRL-A50 | NR-A50-FHE-006 | FUME HOOD EXHAUST SYSTEM-RM 187-Type: 4', 2000 CFM- Tag: H-2 | D30 - HVAC | D3090 - OTHER HVAC SYSTEMS & EQUIPMENT | D3090310 - FUME HOOD EXHAUST SYSTEM | 1 | EA | 1/1/2016 | RM 187
NRL-A50 | NR-A50-FHE-007 | FUME HOOD EXHAUST SYSTEM-RM 192-Type: 6', 3500 CFM- Tag: H-1 | D30 - HVAC | D3090 - OTHER HVAC SYSTEMS & EQUIPMENT | D3090310 - FUME HOOD EXHAUST SYSTEM | 1 | EA | 1/1/2016 | RM 192
NRL-A50 | NR-A50-FHE-008 | FUME HOOD EXHAUST SYSTEM-RM 192-Type: 4', 2000 CFM- Tag: H-2 | D30 - HVAC | D3090 - OTHER HVAC SYSTEMS & EQUIPMENT | D3090310 - FUME HOOD EXHAUST SYSTEM | 1 | EA | 1/1/2016 | RM 192
NRL-A50 | NR-A50-FHE-009 | FUME HOOD EXHAUST SYSTEM-RM 192-Type: 6', 3500 CFM- Tag: H-3 | D30 - HVAC | D3090 - OTHER HVAC SYSTEMS & EQUIPMENT | D3090310 - FUME HOOD EXHAUST SYSTEM | 1 | EA | 1/1/2016 | RM 192
NRL-A50 | NR-A50-FHE-010 | FUME HOOD EXHAUST SYSTEM-RM 183-Type: 6', 3500 CFM- Tag: H-2 | D30 - HVAC | D3090 - OTHER HVAC SYSTEMS & EQUIPMENT | D3090310 - FUME HOOD EXHAUST SYSTEM | 1 | EA | 1/1/2016 | RM 183
NRL-A50 | NR-A50-FHE-011 | FUME HOOD EXHAUST SYSTEM-RM 168-Type: 6', 3500 CFM- Tag: H-1 | D30 - HVAC | D3090 - OTHER HVAC SYSTEMS & EQUIPMENT | D3090310 - FUME HOOD EXHAUST SYSTEM | 1 | EA | 1/1/2016 | RM 168
NRL-A50 | NR-A50-FHE-012 | FUME HOOD EXHAUST SYSTEM-RM 166-Type: 6', 3500 CFM- Tag: H-1 | D30 - HVAC | D3090 - OTHER HVAC SYSTEMS & EQUIPMENT | D3090310 - FUME HOOD EXHAUST SYSTEM | 1 | EA | 1/1/2016 | RM 166
NRL-A59 | NR-A59-FHE-001 | FUME HOOD EXHAUST SYSTEM-1FL-RM 1B2-Type: 6', 3500 CFM- Tag: EXH-5 | D30 - HVAC | D3090 - OTHER HVAC SYSTEMS & EQUIPMENT | D3090310 - FUME HOOD EXHAUST SYSTEM | 1 | EA | 1/1/1995 | 1FL-RM 1B2
NRL-A69 | NR-A69-FHE-001 | FUME HOOD EXHAUST SYSTEM-1FL-RM 100-Type: 6', 3500 CFM- Tag: FH1 | D30 - HVAC | D3090 - OTHER HVAC SYSTEMS & EQUIPMENT | D3090310 - FUME HOOD EXHAUST SYSTEM | 1 | EA | 1/1/2011 | 1FL-RM 100
NRL-A69 | NR-A69-FHE-002 | FUME HOOD EXHAUST SYSTEM-1FL-RM 111-Type: 4', 2000 CFM- Tag: FH2 | D30 - HVAC | D3090 - OTHER HVAC SYSTEMS & EQUIPMENT | D3090310 - FUME HOOD EXHAUST SYSTEM | 1 | EA | 1/1/2011 | 1FL-RM 111
NRL-A69 | NR-A69-FHE-003 | FUME HOOD EXHAUST SYSTEM-1FL-RM 111-Type: 4', 2000 CFM- Tag: FH3 | D30 - HVAC | D3090 - OTHER HVAC SYSTEMS & EQUIPMENT | D3090310 - FUME HOOD EXHAUST SYSTEM | 1 | EA | 1/1/2011 | 1FL-RM 111
NRL-A69 | NR-A69-FHE-004 | FUME HOOD EXHAUST SYSTEM-1FL-RM 111-Type: 4', 2000 CFM- Tag: FH4 | D30 - HVAC | D3090 - OTHER HVAC SYSTEMS & EQUIPMENT | D3090310 - FUME HOOD EXHAUST SYSTEM | 1 | EA | 1/1/2011 | 1FL-RM 111
NRL-A69 | NR-A69-FHE-005 | FUME HOOD EXHAUST SYSTEM-1FL-RM 111-Type: 4', 2000 CFM- Tag: FH5 | D30 - HVAC | D3090 - OTHER HVAC SYSTEMS & EQUIPMENT | D3090310 - FUME HOOD EXHAUST SYSTEM | 1 | EA | 1/1/2011 | 1FL-RM 111