## 1502000 GFM
FURNISHED | STOREROOM | BINNUM | ITEMNUM | DESCRIPTION | ORDERUNIT | ISSUEUNIT | CATEGORY | CURBAL | PHYSCNT | PHYSCNTDATE | STDCOST | AVGCOST | LASTCOST
GFM | 1502_CONTINGENCY | 4-C-13 | ANTE-000005 | ANTENNA, DIRECTIONAL, OMNI, MFG: KING-FISHER | ASSEMBLY | ASSEMBLY | STK | 2 | 2 | 2018-07-10 16:09 | 78.74 | 78.74 | 78.74
GFM | 1502_CONTINGENCY | 4-C-13 | BEAM-000002 | BEAM DETECTOR, W/OUT BOX, MFG P/N: FIRE RAY 2000, MFG: EDWARDS | EACH | EACH | STK | 1 | 1 | 2018-07-20 | 36.81 | 36.81 | 36.81
GFM | 1502_CONTINGENCY | 4-C-13 | BOAR-000002 | BOARD, MFG P/N: BMFC-6, MFG: FCI | EACH | EACH | STK | 1 | 1 | 2018-09-26 14:56 | 6.3 | 6.3 | 6.3
GFM | 1502_CONTINGENCY | 4-C-13 | BOAR-000003 | BOARD, MFG P/N: ADAM-6, MFG: FCI | EACH | EACH | STK | 2 | 2 | 2018-07-20 | 36.75 | 36.75 | 36.75
GFM | 1502_CONTINGENCY | 4-C-13 | BOAR-000004 | BOARD, INTERFACE, MFG P/N: KFR1, MFG: KING-FISHER | EACH | EACH | STK | 2 | 2 | 2018-07-20 | 83.99 | 83.99 | 83.99
GFM | 1502_CONTINGENCY | 4-C-13 | BOAR-000005 | BOARD, ZONE, MFG P/N: ZMC-6, MFG: FCI | EACH | EACH | STK | 2 | 2 | 2018-07-20 | 26.25 | 26.25 | 26.25
GFM | 1502_CONTINGENCY | 4-C-13 | BOX-000008 | BOX, CALL, 2R BOARD, MFG P/N: PCB-2R, MFG: KING-FISHER | BOX | EACH | STK | 2 | 2 | 2018-07-20 | 31.5 | 31.5 | 31.5
GFM | 1502_CONTINGENCY | 4-C-13 | BOX-000010 | BOX, GANG, SUFACE MOUNTED, MFG P/N: 27193-11, MFG: GE | EACH | EACH | STK | 1 | 1 | 2018-07-20 | 14.7 | 14.7 | 14.7
GFM | 1502_CONTINGENCY | 4-C-13 | COND-000002 | CONDUIT, 3/4", EMT | FOOT | FEET | STK | 30 | 30 | 2018-04-04 | 5.25 | 5.25 | 5.25
GFM | 1502_CONTINGENCY | 4-C-13 | GUAR-000001 | GUARD, HEAD, SPRINKLER, MFG P/N: G1, MFG: TYCO | EACH | EACH | STK | 324 | 324 | 2018-07-20 | 0.42 | 0.42 | 0.42
GFM | 1502_CONTINGENCY | 4-C-13 | HANG-000001 | HANGER, PIPE, SPRINKLER, SIZE: LARGE | EACH | EACH | STK | 8 | 8 | 2018-07-20 | 1.15 | 1.15 | 1.15
GFM | 1502_CONTINGENCY | 4-C-13 | HEAD-000008 | HEAD, SPRINKLER, 135 DEGREE, MFG: TYCO | EACH | EACH | STK | 306 | 306 | 2018-09-05 08:01 | 2.62 | 2.62 | 2.62
GFM | 1502_CONTINGENCY | 4-C-13 | HOUS-000001 | HOUSING, CALL BOX, INTERFACE, MFG P/N: KF1, MFG: KING-FISHER | BOX | EACH | STK | 7 | 7 | 2018-07-20 | 27.3 | 27.3 | 27.3
GFM | 1502_CONTINGENCY | 4-C-13 | MODU-000006 | MODULE, SIGNAL, CIRCUIT, MFG P/N: SIGA-MAB, MFG: EST | EACH | EACH | STK | 6 | 6 | 2018-07-20 | 21 | 21 | 21
GFM | 1502_CONTINGENCY | 4-C-13 | SUPP-000001 | SUPPLY, POWER, MFG P/N: PS-6, MFG: FCI | EACH | EACH | STK | 2 | 2 | 2018-07-20 | 167.99 | 167.99 | 167.99
GFM | 1502_CONTINGENCY | 4-C-13 | SUPP-000002 | SUPPLY, POWER, EST3, MFG P/N: 3-PPS/M | KIT | KIT | STK | 1 | 1 | 2018-07-20 | 125.99 | 125.99 | 125.99
666.76

## 1602000 GFM
FURNISHED | STOREROOM | BINNUM | VENDOR | ITEMNUM | DESCRIPTION | ORDERUNIT | ISSUEUNIT | CATEGORY | CURBAL | PHYSCNT | PHYSCNTDATE | STDCOST | AVGCOST | LASTCOST
GFM | 1602_CONTINGENCY | 1-B-16 |  | ADAP-000013 | ADAPTER, MALE, NSN: 47306503091, MATERIAL #66102368 | EACH | EACH | STK | 5 | 5 | 2018-07-17 | 3.28 | 3.12 | 3.28
GFM | 1602_CONTINGENCY | 9-A-1 |  | ANCH-000001 | ANCHOR ROD, 5/8" X 7', THIMBLE EYE, (DOWN CABLE GUY) | EACH | EACH | STK | 155 | 155 | 2018-07-20 | 11.69 | 11.13 | 11.69
GFM | 1602_CONTINGENCY | 5-B-9 |  | ARM-000002 | ARM, STREELIGHT, MOUNTING BRACKET, FOR STREET LIGHT FIXTURE | EACH | EACH | STK | 5 | 5 | 2018-07-20 | 33.6 | 32 | 33.6
GFM | 1602_CONTINGENCY | 1-A-5 |  | ASSE-000003 | ASSEMBLY, CYLINDER HEAD, MATERIAL #: 616/011775-170, MFG: WARTSILA DIESEL | EACH | EACH | STK | 1 | 1 | 2018-07-16 | 18708.15 | 17818.44 | 18708.15
GFM | 1602_CONTINGENCY | 5-B-7 |  | ASSE-900008 | ASSEMBLY, TOOL, 200AT, MFG: ELASTIMOLD | EACH | EACH | STK | 8 | 8 | 2018-07-20 | 618.98 | 589.54 | 618.98
GFM | 1602_CONTINGENCY | 1-B-14 |  | ATOM-000001 | ATOMIZER, MFG: WARTSILA DIESEL, NSN: 6115LLL503039, VV0-U916G1E, 3736449 | EACH | EACH | STK | 8 | 8 | 2018-07-17 | 503.97 | 480 | 503.97
GFM | 1602_CONTINGENCY | 5-B-11 |  | ATTA-000001 | GUY ATTACHMENT, MALLEABLE, W/13/16" HOLE, MFG P/N: J6556 | EACH | EACH | STK | 13 | 13 | 2018-07-20 | 8.77 | 8.35 | 8.77
GFM | 1602_CONTINGENCY | 6-B-1 |  | BALL-000009 | BALL, EYE W/5/8" PIN, MIN STRENGTH 20,000 LB., 3141 | EACH | EACH | STK | 13 | 13 | 2018-07-23 | 12.6 | 12 | 12.6
GFM | 1602_CONTINGENCY | 1-A-7 |  | BEAR-000011 | LINER, BEARING, WARTSILA DIESEL | EACH | EACH | STK | 1 | 1 | 2018-07-16 | 18084.44 | 17224.39 | 18084.44
GFM | 1602_CONTINGENCY | 1-B-16 |  | BEAR-000031 | BEARING, CRANKPIN, UPPER HALF, MFG: WARTSILA DIESEL, NSN: 2990LLL503073 | EACH | EACH | STK | 2 | 2 | 2018-07-17 | 1063.81 | 1013.22 | 1063.81
GFM | 1602_CONTINGENCY | 1-B-16 |  | BEAR-000032 | BEARING, CRANKPIN, MFG: WARTSILA DIESEL, NSN: 2990LLL503074 | EACH | EACH | STK | 2 | 2 | 2018-07-17 | 1063.81 | 1013.22 | 1063.81
GFM | 1602_CONTINGENCY | 1-B-16 |  | BEAR-000037 | BEARING, MAIN TOP, MFG: WARTSILA DIESEL, NSN: 2990LLL503072 | EACH | EACH | STK | 1 | 1 | 2018-07-17 | 1218.59 | 1160.64 | 1218.59
GFM | 1602_CONTINGENCY | 1-B-16 |  | BEAR-000038 | BEARING, NEEDLE, MFG: WARTSILA DIESEL, NSN: 3110LLL503091 | EACH | EACH | STK | 4 | 4 | 2018-07-17 | 230.48 | 219.52 | 230.48
GFM | 1602_CONTINGENCY | 1-B-14 |  | BEAR-000040 | BEARING, SMALL END, MFG: WARTSILA DIESEL, NSN: 2990LLL503057 | EACH | EACH | STK | 1 | 1 | 2018-07-17 | 1991.27 | 1896.57 | 1991.27
GFM | 1602_CONTINGENCY | 1-B-16 |  | BEAR-000067 | BEARING, CRANKPIN, NSN: 2990L503071 | EACH | EACH | STK | 1 | 1 | 2018-07-17 | 223.92 | 213.27 | 223.92
GFM | 1602_CONTINGENCY | 1-B-16 |  | BEAR-800004 | BEARING, NEEDLE, MFG: WARTSILA DIESEL, NSN: 3110LLL503090 | EACH | EACH | STK | 2 | 2 | 2018-07-17 | 854.98 | 814.32 | 854.98
GFM | 1602_CONTINGENCY | 1-A-16 |  | BEND-000002 | BEND, EXHAUST, MFG P/N: 2468369, WARTSILA DIESEL | EACH | EACH | STK | 2 | 2 | 2018-07-16 | 15748.98 | 15000 | 15748.98
GFM | 1602_CONTINGENCY | 1-A-13 |  | BEND-000003 | BEND, EXHAUST, WARTSILA DIESEL | EACH | EACH | STK | 1 | 1 | 2018-07-16 | 15748.98 | 15000 | 15748.98
GFM | 1602_CONTINGENCY | 5-B-11 |  | BLAD-800005 | BLADE, OUTDOOR, 15.5 KV, 200A, UNIT FOR SMU-20, SWITCH BLADE S&C ELECTRIC, SM-SMD, 374518-13252 | EACH | EACH | STK | 1 | 1 | 2018-07-20 | 293.46 | 279.5 | 293.46
GFM | 1602_CONTINGENCY | 1-B-14 |  | BOLT-000003 | BOLT, CONNECTING ROD, MFG: WARTSILA DIESEL, NSN: 5306LLL503060 | EACH | EACH | STK | 2 | 2 | 2018-07-17 | 695.29 | 662.22 | 695.29
GFM | 1602_CONTINGENCY | 5-B-1 |  | BOLT-000020 | BOLT, CARRIAGE, 5/8" X 6" | EACH | EACH | STK | 199 | 199 | 2018-07-20 | 4.91 | 4.68 | 4.91
GFM | 1602_CONTINGENCY | 5-B-11 |  | BOLT-000022 | BOLT, DA, 5/8" X 32", MFG P/N: 5232418, MFG: MACLEAN-JOSLYN | EACH | EACH | STK | 14 | 14 | 2018-07-20 | 6.98 | 6.65 | 6.98
GFM | 1602_CONTINGENCY | SW-B-14 |  | BOLT-000025 | BOLT, DOUBLE, ARMING 5/8" X 18", MFG P/N: J8868 | EACH | EACH | STK | 50 | 50 | 2018-07-26 | 3.15 | 3 | 3.15
GFM | 1602_CONTINGENCY | 5-B-11 |  | BOLT-000053 | BOLT, GALVANIZE, THRU, 5/8" X 14" | EACH | EACH | STK | 13 | 13 | 2018-07-20 | 1.92 | 1.83 | 1.92
GFM | 1602_CONTINGENCY | AWNING |  | BOLT-000058 | BOLT, DA, MACHINE, 5/8" X 24" | EACH | EACH | STK | 398 | 398 | 2018-08-17 16:08 | 5.01 | 4.77 | 5.01
GFM | 1602_CONTINGENCY | AWNING |  | BOLT-000061 | BOLT, MACHINE, 3/4" X 20", | EACH | EACH | STK | 332 | 332 | 2018-07-31 | 8.79 | 8.37 | 8.79
GFM | 1602_CONTINGENCY | 5-B-3 |  | BOLT-000067 | CONNECTOR, 2/0, THRU, 250MCM, COPPER – TERMINAL LUGS, HYLUG, 250CU 1-HOLE LONG, 1/2 MFG P/N: YA29, MFG: BURNDY | EACH | EACH | STK | 125 | 125 | 2018-07-20 | 5.25 | 5 | 5.25
GFM | 1602_CONTINGENCY | 5-B-11 |  | BOLT-000071 | BOLT, CARRIAGE, 5/8" X 6", MFG P/N: 4000020 | EACH | EACH | STK | 2 | 2 | 2018-07-20 | 15.29 | 14.56 | 15.29
GFM | 1602_CONTINGENCY | SW-A-14 |  | BOLT-000072 | BOLT, MACHINE, 5/8" X 24", MFG P/N: J8824, MFG: JOSLYN | EACH | EACH | STK | 44 | 44 | 2018-07-25 | 26.56 | 25.3 | 26.56
GFM | 1602_CONTINGENCY | SW-A-14 |  | BOLT-000073 | BOLT, DOUBLE, ARMING, 5/8" X 22", MFG P/N: J8872 | EACH | EACH | STK | 13 | 13 | 2018-07-25 | 22.47 | 21.4 | 22.47
GFM | 1602_CONTINGENCY | W-D-1 |  | BOLT-000077 | BOLT, EYE | EACH | EACH | STK | 25 | 25 | 2018-07-20 | 7.14 | 6.8 | 7.14
GFM | 1602_CONTINGENCY | 1-A-10 |  | BOOS-000001 | BOOSTER, GOVERNOR, MFG P/N: 8901-037, MFG S/N: 2524584, MFG: WOODWARI, NSN: 2990010581710 | EACH | EACH | STK | 1 | 1 | 2018-07-16 | 1097.79 | 1045.58 | 1097.79
GFM | 1602_CONTINGENCY | 5-C-8 |  | BRAC-000003 | BRACKET, MOUNTING, FOR POLE MOUNTED TRANSFORMERS, MFG: MACLEAN POWER | EACH | EACH | STK | 13 | 13 | 2018-07-20 | 136.49 | 130 | 136.49
GFM | 1602_CONTINGENCY | 6-B-1 |  | BRAC-000008 | BRACKET, MFG P/N: J24515 | EACH | EACH | STK | 20 | 20 | 2018-07-23 | 10.39 | 9.9 | 10.39
GFM | 1602_CONTINGENCY | B4921-FLOOR |  | BREA-000027 | BREAKER, CIRCUIT, LOW VOLTAGE AC, INTEGRALLY, INFUSED, POWER, 800 AMP, 600V MAX, 60HZ, 3 POLE, STYLE: DSL-206, FN: 6616C31G04, MFG: EATON (CUTLER HAMMER) | EACH | EACH | STK | 2 | 2 | 2017-04-06 17:33 | 12074.22 | 12074.22 | 12074.22
GFM | 1602_CONTINGENCY | 1-A-12 |  | BRIC-000001 | BRICK, FIRE, 2-1/2 X 3 X 7 | EACH | EACH | STK | 40 | 40 | 2018-07-16 | 12.65 | 12.05 | 12.65
GFM | 1602_CONTINGENCY | 1-B-14 |  | BUSH-000017 | BUSHING, NSN: 4730LLL503089, MFG: WARTSILA DIESEL | EACH | EACH | STK | 5 | 5 | 2018-07-17 | 180.78 | 172.18 | 180.78
GFM | 1602_CONTINGENCY | 1-A-10 |  | BUSH-000020 | BUSHING, NSN: 4730LLL503090, MFG: WARTSILA DIESEL | EACH | EACH | STK | 5 | 5 | 2018-07-16 | 180.78 | 172.18 | 180.78
GFM | 1602_CONTINGENCY | 2-B-12 |  | CABL-000003 | CABLE, 1/0 AWG, COPPER, BLACK, 220 EPR, PVC JKT, CT RATED, MFG: SOUTHWIRE | FOOT | FOOT | STK | 500 | 500 | 2018-07-18 | 4.59 | 4.37 | 4.59
GFM | 1602_CONTINGENCY | 2-B-10 |  | CABL-000003 | CABLE, 1/0 AWG, COPPER, BLACK, 220 EPR, PVC JKT, CT RATED, MFG: SOUTHWIRE | FOOT | FOOT | STK | 500 | 500 | 2018-07-18 | 4.59 | 4.37 | 4.59
GFM | 1602_CONTINGENCY | 2-B-9 |  | CABL-000003 | CABLE, 1/0 AWG, COPPER, BLACK, 220 EPR, PVC JKT, CT RATED, MFG: SOUTHWIRE | FOOT | FOOT | STK | 500 | 500 | 2018-07-18 | 4.59 | 4.37 | 4.59
GFM | 1602_CONTINGENCY | 2-B-11 |  | CABL-000003 | CABLE, 1/0 AWG, COPPER, BLACK, 220 EPR, PVC JKT, CT RATED, MFG: SOUTHWIRE | FOOT | FOOT | STK | 500 | 500 | 2018-07-18 | 4.59 | 4.37 | 4.59
GFM | 1602_CONTINGENCY | 2-B-8 |  | CABL-000004 | CABLE, 2/0 AWG, COPPER, BLACK, 220 EPR, PVC JKT, CT RATED, MFG: SOUTHWIRE | FOOT | FOOT | STK | 500 | 500 | 2018-07-18 | 4.76 | 4.53 | 4.76
GFM | 1602_CONTINGENCY | 2-B-7 |  | CABL-000004 | CABLE, 2/0 AWG, COPPER, BLACK, 220 EPR, PVC JKT, CT RATED, MFG: SOUTHWIRE | FOOT | FOOT | STK | 500 | 500 | 2018-07-17 | 4.76 | 4.53 | 4.76
GFM | 1602_CONTINGENCY | 3-C-1 |  | CABL-000005 | CABLE, 250 MCM, INSULATION, XLP 15KV MV90 SHLD, 133%, MFG P/N: MVE325001, MFG: OMNI CABLE | EACH | EACH | STK | 250 | 250 | 2018-07-19 | 6.28 | 5.98 | 6.28
GFM | 1602_CONTINGENCY | 3-C-9 |  | CABL-000007 | CABLE, 250, MCM, 600V | FOOT | FOOT | STK | 2000 | 2000 | 2018-07-19 | 4.72 | 4.5 | 4.72
GFM | 1602_CONTINGENCY | 3-C-2 |  | CABL-000008 | CABLE, INSULATION, 2/0, 15KV, EP/PVC, 220MIL, 133%, XLP, #88, MFG P/N: MVE30/001 | FOOT | FOOT | STK | 375 | 375 | 2018-09-17 | 7.09 | 6.75 | 7.09
GFM | 1602_CONTINGENCY | 3-C-10 |  | CABL-000008 | CABLE, INSULATION, 2/0, 15KV, EP/PVC, 220MIL, 133%, XLP, #88, MFG P/N: MVE30/001 | FOOT | FOOT | STK | 2000 | 2000 | 2018-07-19 | 7.09 | 6.75 | 7.09
GFM | 1602_CONTINGENCY | SW-A-15 |  | CABL-000009 | WIRE, CABLE, #2 AWG (STR), BC, HHN-2, 600V, #82, INSULATED, MFG P/N: 010407, MFG: OMNI CABLE | FOOT | FOOT | STK | 250 | 250 | 2018-07-25 | 1.99 | 1.9 | 1.99
GFM | 1602_CONTINGENCY | 3-B-13 |  | CABL-000010 | WIRE, CABLE, #4/0 INSULATED 15KV XLP MV90 SHLD, 133%, #95, P-MVE34/001, MFG: OMNI CABLE | FOOT | FOOT | STK | 375 | 375 | 2018-07-19 | 10.54 | 9.48 | 10.54
GFM | 1602_CONTINGENCY | 3-C-8 |  | CABL-000010 | WIRE, CABLE, #4/0 INSULATED 15KV XLP MV90 SHLD, 133%, #95, P-MVE34/001, MFG: OMNI CABLE | FOOT | FOOT | STK | 2000 | 2000 | 2018-07-19 | 10.54 | 9.48 | 10.54
GFM | 1602_CONTINGENCY | B4921-FLOOR |  | CABL-000010 | WIRE, CABLE, #4/0 INSULATED 15KV XLP MV90 SHLD, 133%, #95, P-MVE34/001, MFG: OMNI CABLE | FOOT | FOOT | STK | 970 | 970 | 2018-07-30 | 10.54 | 9.48 | 10.54
GFM | 1602_CONTINGENCY | 3-C-5 |  | CABL-000011 | CABLE, PORTABLE POWER WIRE, 4/0 TYPE W, SINGLE CONDUCTOR, MFG: HOUSTON WIRE & CABLE COMPANY | FOOT | FOOT | STK | 1000 | 1000 | 2018-07-19 | 6.34 | 6.04 | 6.34
GFM | 1602_CONTINGENCY | 3-C-6 |  | CABL-000012 | CABLE, COPPER, WIRE, MFG P/N: N-15, CU-THHN 350 | REEL | REEL | STK | 1 | 1 | 2018-07-19 | 157.49 | 150 | 157.49
GFM | 1602_CONTINGENCY | 6-C-12 |  | CABL-000013 | CABLE, COPPER, MFG P/N: 500MCM | FOOT | FOOT | STK | 21 | 21 | 2019-02-22 10:41 | 7.5 | 7.32 | 7.5
GFM | 1602_CONTINGENCY | SW-A-15 |  | CABL-000015 | CABLE, 4XLPE, 15KV, 5558691 | REEL | REEL | STK | 1 | 1 | 2018-07-25 | 209.99 | 200 | 209.99
GFM | 1602_CONTINGENCY | 3-C-2 |  | CABL-000016 | WIRE, COPPER, #2 (7STR), SOFT DRAWN BC, #72, MFG P/N: 010207, MFG: OMNI CABLE | FOOT | FOOT | STK | 1250 | 1250 | 2018-07-19 | 3.83 | 3.65 | 3.83
GFM | 1602_CONTINGENCY | 3-C-6 |  | CABL-000017 | CABLE, COPPER, WIRE, MFG P/N: R01966K, B/J-27X18X12 | REEL | REEL | STK | 1 | 1 | 2018-07-19 | 157.49 | 150 | 157.49
GFM | 1602_CONTINGENCY | YARD BLOCK 3 |  | CABL-000027 | CABLE, 2/0 AWG, TRIPLEX, 2CDRS, 600V, XHHW-2, CU, SE, TWIST ONLY, WITH 2/0 AWG HARD DRAWN BARE CU, TRI600V2/0COP, MFG: SERVICE WIRE COMPANY | FOOT | FOOT | STK | 445 | 445 | 2018-07-31 | 9.31 | 8.87 | 9.31
GFM | 1602_CONTINGENCY | B.4921 |  | CABL-000028 | CABLE, #2 AWG, TYPE: MV-90, 2, CU, 15KV, TR-XLPE, 133%, CTS, MFG: CME WIRE AND CABLE | FOOT | FOOT | STK | 292 | 292 | 2018-10-01 10:41 | 3.82 | 3.68 | 4.18
GFM | 1602_CONTINGENCY | YARD BLOCK 3 |  | CABL-000029 | CABLE, 4/0 AWG, EPR, COPPER, BLACK, 220 EPR, PVC JKT, CT RATED, MFG: SOUTHWIRE | FOOT | FOOT | STK | 1000 | 1000 | 2018-07-31 | 6.74 | 6.42 | 6.74
GFM | 1602_CONTINGENCY | YARD BLOCK 3 |  | CABL-000030 | CABLE, 4/0 AWG, TRIPLEX, 2CDRS, 600V, XHHW-2, CU, SD, TWIST, WITH 4/0 HARD DRAWN BARE CU, TRI600V4/0COP, MFG: SERVICE WIRE COMPANY | FOOT | FOOT | STK | 3600 | 3600 | 2018-07-31 | 14.56 | 13.87 | 14.56
GFM | 1602_CONTINGENCY | 1-D-13 |  | CABL-000031 | CABLE, #2 AWG, EPR, COPPER, BLACK, 220 EPR, T/S, PVC JKT, MFG: SOUTHWIRE | FOOT | FOOT | STK | 500 | 500 | 2018-07-16 | 4.18 | 3.98 | 4.18
GFM | 1602_CONTINGENCY | YARD BLOCK 3 |  | CABL-000032 | CABLE, 1/0 AWG, TRIPLEX, 2CDRS, 600V, XHHW-2, CU, SE, TWIST, WITH 1/0 HARD DRAWN BARE CU, TRI600V1/0COP, MFG: SERVICE WIRE COMPANY | FOOT | FOOT | STK | 1795 | 1795 | 2018-07-31 | 7.63 | 7.27 | 7.63
GFM | 1602_CONTINGENCY | B4921-3-C-11 |  | CABL-000034 | CABLE, #2 AWG, TRIPLEX, 2CDRS, 600V, XHHW-2, CU, SE, TWIST, WITH #2 AWG HARD DRAWN BARE CU, TRI600V2COP, MFG: SERVICE WIRE COMPANY | FOOT | FOOT | STK | 200 | 200 | 2018-07-30 | 4.61 | 4.19 | 4.61
GFM | 1602_CONTINGENCY | B.4921 |  | CABL-000035 | CABLE, #2 AWG, CMPCT, XLP, 15KV, 133%, L LEVEL, 220 MIL, TYPE MV-90, T/S PVC, CS, MFG: AETNA INSULATED WIRE COMPANY | FOOT | FOOT | STK | 420 | 420 | 2018-10-01 10:41 | 6.23 | 3.47 | 2.01
GFM | 1602_CONTINGENCY | YARD BLOCK 3 |  | CABL-000036 | CABLE, #2 AWG, EPR, TYPE: MV-105, 2, CU, 15KV, EPR, 133%, PVC REELS, MFG: CME WIRE AND CABLE | FOOT | FOOT | STK | 1139 | 1139 | 2018-07-31 | 4.01 | 3.82 | 4.01
GFM | 1602_CONTINGENCY | YARD BLOCK 3 |  | CABL-000037 | CABLE, #4 AWG, TRIPLEX, 2CDRS, 600V, XHHW-2, CU, SE, TWIST, WITH #4 HARD DRAWN BARE CU, TRI600V4COP, MFG: SERVICE WIRE COMPANY | FOOT | FOOT | STK | 510 | 510 | 2018-07-31 | 3.1 | 2.95 | 3.1
GFM | 1602_CONTINGENCY | 2-B-13 |  | CABL-000038 | CABLE, #4 AWG, DUPLEX, 1 CDR, 600V, XLP-2, CU, SE, 04/1U, TWS, USE-1 OR RHH OR RHW-2, 500V, RW90, XLPE, MFG: SERVICE WIRE COMPANY | FOOT | FOOT | STK | 1050 | 1050 | 2018-07-17 | 3.97 | 3.71 | 3.9
GFM | 1602_CONTINGENCY | B4921-4-D-21 |  | CABL-000039 | CABLE, #4 AWG, QUADRAPLEX, 3 CDRS, 600V, XHHW-2, CU, SE, WITH #4 HARD DRAWN BARE CU, QUAD600V4COP, MFG: SERVICE WIRE COMPANY | FOOT | FOOT | STK | 510 | 510 | 2018-07-30 | 4.08 | 3.66 | 3.1
GFM | 1602_CONTINGENCY | YARD BLOCK 3 |  | CABL-000039 | CABLE, #4 AWG, QUADRAPLEX, 3 CDRS, 600V, XHHW-2, CU, SE, WITH #4 HARD DRAWN BARE CU, QUAD600V4COP, MFG: SERVICE WIRE COMPANY | FOOT | FOOT | STK | 1365 | 1365 | 2018-07-31 | 4.08 | 3.66 | 3.1
GFM | 1602_CONTINGENCY | B4921-4-C-11 |  | CABL-000040 | CABLE, #6 AWG, QUADRAPLEX, 3 CDRS, 600V, XHHW-2, CU, SE, WITH #6 HARD DRAWN BARE CU, QUAD600V6COP, MFG: SERVICE WIRE COMPANY | FOOT | FOOT | STK | 515 | 515 | 2018-07-30 | 2.83 | 2.59 | 2.15
GFM | 1602_CONTINGENCY | YARD BLOCK 3 |  | CABL-000040 | CABLE, #6 AWG, QUADRAPLEX, 3 CDRS, 600V, XHHW-2, CU, SE, WITH #6 HARD DRAWN BARE CU, QUAD600V6COP, MFG: SERVICE WIRE COMPANY | FOOT | FOOT | STK | 2035 | 2035 | 2018-07-31 | 2.83 | 2.59 | 2.15
GFM | 1602_CONTINGENCY | YARD BLOCK 3 |  | CABL-000041 | CABLE, #6 AWG, TRIPLEX, XHHW-2, CU, SUN RES, RW90, XLPE, 40C, MFG: SERVICE WIRE COMPANY | FOOT | FOOT | STK | 505 | 505 | 2018-07-31 | 2.14 | 2.04 | 2.14
GFM | 1602_CONTINGENCY | B4921-2-A-13 |  | CABL-000042 | CABLE, 350 KCMIL, EPR, COPPER, BLACK, KCMIL 220, EPR, PVC JKT, CT RATED, MFG: SOUTHWIRE | FOOT | FOOT | STK | 700 | 700 | 2018-07-30 | 10.79 | 10.28 | 10.79
GFM | 1602_CONTINGENCY | YARD BLOCK 3 |  | CABL-000042 | CABLE, 350 KCMIL, EPR, COPPER, BLACK, KCMIL 220, EPR, PVC JKT, CT RATED, MFG: SOUTHWIRE | FOOT | FOOT | STK | 700 | 700 | 2018-07-31 | 10.79 | 10.28 | 10.79
GFM | 1602_CONTINGENCY | B4921-2-A-12 |  | CABL-000045 | CABLE, 250 KCMIL, XLPE, CU, 220 MILS, TYPE: MV-90, 15KV, XLPE, 133%, CT PVC, MFG: CME WIRE AND CABLE | FOOT | FOOT | STK | 1500 | 1500 | 2018-07-30 | 10.66 | 8.83 | 7.6
GFM | 1602_CONTINGENCY | B4921-2-A-14 |  | CABL-000045 | CABLE, 250 KCMIL, XLPE, CU, 220 MILS, TYPE: MV-90, 15KV, XLPE, 133%, CT PVC, MFG: CME WIRE AND CABLE | FOOT | FOOT | STK | 1491 | 1491 | 2018-07-30 | 10.66 | 8.83 | 7.6
GFM | 1602_CONTINGENCY | B4921-2-A-5 |  | CABL-000045 | CABLE, 250 KCMIL, XLPE, CU, 220 MILS, TYPE: MV-90, 15KV, XLPE, 133%, CT PVC, MFG: CME WIRE AND CABLE | FOOT | FOOT | STK | 428 | 428 | 2018-07-30 | 10.66 | 8.83 | 7.6
GFM | 1602_CONTINGENCY | B4921-2-A-11 |  | CABL-000048 | CABLE, 250 KCMIL, NL-EPR, COPPER BLACK, KCMIL, 220, NL-EPR, PVC, JKT, CT, MFG: SOUTH WIRE | FOOT | FOOT | STK | 500 | 500 | 2018-07-30 | 9.16 | 8.6 | 9
GFM | 1602_CONTINGENCY | B4921-1-B-5 |  | CABL-000048 | CABLE, 250 KCMIL, NL-EPR, COPPER BLACK, KCMIL, 220, NL-EPR, PVC, JKT, CT, MFG: SOUTH WIRE | FOOT | FOOT | STK | 500 | 500 | 2018-07-30 | 9.16 | 8.6 | 9
GFM | 1602_CONTINGENCY | B4921-1-A-10 |  | CABL-000048 | CABLE, 250 KCMIL, NL-EPR, COPPER BLACK, KCMIL, 220, NL-EPR, PVC, JKT, CT, MFG: SOUTH WIRE | FOOT | FOOT | STK | 500 | 500 | 2018-07-30 | 9.16 | 8.6 | 9
GFM | 1602_CONTINGENCY | B4921-1-A-8 |  | CABL-000048 | CABLE, 250 KCMIL, NL-EPR, COPPER BLACK, KCMIL, 220, NL-EPR, PVC, JKT, CT, MFG: SOUTH WIRE | FOOT | FOOT | STK | 30 | 30 | 2018-07-30 | 9.16 | 8.6 | 9
GFM | 1602_CONTINGENCY | B4921-2-A-16 |  | CABL-000048 | CABLE, 250 KCMIL, NL-EPR, COPPER BLACK, KCMIL, 220, NL-EPR, PVC, JKT, CT, MFG: SOUTH WIRE | FOOT | FOOT | STK | 1500 | 1500 | 2018-07-30 | 9.16 | 8.6 | 9
GFM | 1602_CONTINGENCY | B4921-2-A-15 |  | CABL-000048 | CABLE, 250 KCMIL, NL-EPR, COPPER BLACK, KCMIL, 220, NL-EPR, PVC, JKT, CT, MFG: SOUTH WIRE | FOOT | FOOT | STK | 1000 | 1000 | 2018-07-30 | 9.16 | 8.6 | 9
GFM | 1602_CONTINGENCY | B4921-1-B-6 |  | CABL-000049 | CABLE, 500 KCMIL, THHN, CU, BLACK, NO LUBE, SIMPULL, MFG: SOUTHWIRE | FOOT | FOOT | STK | 505 | 505 | 2018-07-30 | 9.75 | 9.15 | 9.53
GFM | 1602_CONTINGENCY | B4921-1-B-10 |  | CABL-000049 | CABLE, 500 KCMIL, THHN, CU, BLACK, NO LUBE, SIMPULL, MFG: SOUTHWIRE | FOOT | FOOT | STK | 510 | 510 | 2018-07-30 | 9.75 | 9.15 | 9.53
GFM | 1602_CONTINGENCY | B.4921 |  | CABL-000051 | CABLE, 1/0 AWG, XLP, 220 MILS, XLP, 15KV, TYPE MV-90, 133% INS LEVEL, MFG: SOUTHWIRE POWER CABLE | FOOT | FOOT | STK | 400 | 400 | 2018-10-01 11:06 | 4.78 | 4.55 | 4.78
GFM | 1602_CONTINGENCY | B4921-2-A-10 |  | CABL-000052 | CABLE, 750 KCMIL, TYPE: MTW OR THHN OR THWN, FOR CT USE, GAS AND OIL RESISTANT, 600V, MFG: AIW CORP | FOOT | FOOT | STK | 500 | 500 | 2018-07-30 | 21.41 | 20.39 | 21.41
GFM | 1602_CONTINGENCY | B4921-4-B-4 |  | CABL-000054 | CABLE, 2/0 AWG, TRIPLEX, XHHW-2, CU, RW90, XLPE, 600V, MFG: SOUTHWIRE | FOOT | FOOT | STK | 250 | 250 | 2018-04-04 | 4.61 | 4.39 | 4.61
GFM | 1602_CONTINGENCY | B4921-2-C-14 |  | CABL-000056 | CABLE, 1/0 AWG, STRANDED, BLACK, THHN, T-90, NYLON, 600V, TWN, 75-MTW, MFG: SERVICE WIRE COMPANY | FOOT | FOOT | STK | 500 | 500 | 2018-07-30 | 2.86 | 2.72 | 2.86
GFM | 1602_CONTINGENCY | 3-C-10 |  | CABL-900001 | CABLE, 1/0, INSULATED, 600 VAC, COPPER | FOOT | FOOT | STK | 2000 | 2000 | 2018-07-19 | 1.84 | 1.75 | 1.84
GFM | 1602_CONTINGENCY | 1-A-12 |  | CAM-000001 | CAM, FUEL, MATERIAL #: 616103670-058, MFG: WARTSILA DIESEL | EACH | EACH | STK | 1 | 1 | 2018-07-16 | 5703.56 | 5432.31 | 5703.56
GFM | 1602_CONTINGENCY | 1-A-12 |  | CAM-000002 | CAM, INLET/EXHAUST, MATERIAL #: 616103660-230, MFG: WARTSILA DIESEL | EACH | EACH | STK | 1 | 1 | 2018-07-16 | 8091.59 | 7706.78 | 8091.59
GFM | 1602_CONTINGENCY | 1-A-12 |  | CAM-000003 | CAM, INLET/EXHAUST, MATERIAL #: 616103660-025, MFG: WARTSILA DIESEL | EACH | EACH | STK | 1 | 1 | 2018-07-16 | 8091.61 | 7706.79 | 8091.61
GFM | 1602_CONTINGENCY | 5-B-11 |  | CARR-000003 | BOLT, CARRIAGE, 1" X 6", MFG P/N: 5210927, MFG: MACLEAN POWER-JOSLYN, W/1" HEX NUTS | EACH | EACH | STK | 56 | 56 | 2018-07-20 | 1.36 | 1.3 | 1.36
GFM | 1602_CONTINGENCY | SW-E-14 |  | CLAM-000114 | CLAMP, RETAINING STRAP, 1-1/2" CONDUIT, GALVANIZED | EACH | EACH | STK | 7 | 7 | 2018-07-26 | 0.36 | 0.34 | 0.36
GFM | 1602_CONTINGENCY | 5-B-11 |  | CLAM-000115 | CLAMP, DEADEND, STRAIGHT STRAIN, MFG P/N: MDE46N | EACH | EACH | STK | 50 | 50 | 2018-07-20 | 12.26 | 11.68 | 12.26
GFM | 1602_CONTINGENCY | 6-B-1 |  | CLAM-800008 | CLAMP, HOT LINE, FOR CONDUCTOR, MFG: HUBBLE, MFG P/N: S1530AGP | EACH | EACH | STK | 13 | 13 | 2018-07-23 | 6.3 | 6 | 6.3
GFM | 1602_CONTINGENCY | 1-B-14 |  | CLIP-000001 | CLIP, HOSE, WARTSILA DIESEL | EACH | EACH | STK | 1 | 1 | 2018-07-17 | 12.13 | 11.55 | 12.13
GFM | 1602_CONTINGENCY | 1-B-14 |  | CLIP-000002 | CLIP, HOSE-LOCATING BEARING, 2819-268, NSN: 2815LLL503351 | EACH | EACH | STK | 2 | 2 | 2018-07-17 | 25.22 | 24.02 | 25.22
GFM | 1602_CONTINGENCY | 1-B-14 |  | COLL-000001 | PLUG, COLLAR 3/4", WARTSILA DIESEL | EACH | EACH | STK | 5 | 5 | 2018-07-17 | 1.31 | 1.25 | 1.31
GFM | 1602_CONTINGENCY | W-D-1 |  | COND-000017 | CONDUIT, RIGID, STEEL, 3/4" X 20' | LENGTH | LENGTH | STK | 1 | 1 | 2018-07-20 | 23.79 | 22.66 | 23.79
GFM | 1602_CONTINGENCY | 5-B-3 |  | CONN-000013 | CONNECTOR, ELBOW , 15 KV, 200A, INSERTS FOR X-FORMERS, MFG P/N: 1601A41BG, MFG: ELASTIMOLD | EACH | EACH | STK | 4 | 4 | 2018-10-01 15:25 | 151.66 | 144.45 | 151.66
GFM | 1602_CONTINGENCY | 5-B-7 |  | CONN-000013 | CONNECTOR, ELBOW , 15 KV, 200A, INSERTS FOR X-FORMERS, MFG P/N: 1601A41BG, MFG: ELASTIMOLD | EACH | EACH | STK | 200 | 200 | 2018-09-17 15:41 | 151.66 | 144.45 | 151.66
GFM | 1602_CONTINGENCY | 5-C-1 |  | CONN-000013 | CONNECTOR, ELBOW , 15 KV, 200A, INSERTS FOR X-FORMERS, MFG P/N: 1601A41BG, MFG: ELASTIMOLD | EACH | EACH | STK | 30 | 30 | 2018-07-20 | 151.66 | 144.45 | 151.66
GFM | 1602_CONTINGENCY | SW-E-14 |  | CONN-000014 | CONNECTOR, SPLIT BOLT, #1 AWG - #2/0 AWG, COPPER, 2/0 STR, MFG P/N: KS29, MFG: BURNDY | EACH | EACH | STK | 75 | 75 | 2018-07-26 | 3.67 | 3.5 | 3.67
GFM | 1602_CONTINGENCY | SW-E-14 |  | CONN-000017 | CONNECTOR, SPLIT BOLT, #4 AWG - #1/0 AWG, COPPER, KS20DB | EACH | EACH | STK | 83 | 83 | 2018-07-26 | 6.82 | 6.5 | 6.82
GFM | 1602_CONTINGENCY | 6-B-2 |  | CONN-000018 | CONNECTOR, SPLIT BOLT, #4 AWG, COPPER, 1517BB, KS17DB | EACH | EACH | STK | 125 | 125 | 2018-04-04 | 4.99 | 4.75 | 4.99
GFM | 1602_CONTINGENCY | SW-E-14 |  | CONN-000019 | CONNECTOR, SPLIT BOLT, #8 AWG - #6 AWG, COPPER | EACH | EACH | STK | 25 | 25 | 2018-07-26 | 5.77 | 5.5 | 5.77
GFM | 1602_CONTINGENCY | SW-E-14 |  | CONN-000020 | CONNECTOR, SPLIT BOLT, 2/0 STRANDED, COPPER, MFG P/N: KS25DB | EACH | EACH | STK | 51 | 51 | 2018-07-26 | 8.4 | 8 | 8.4
GFM | 1602_CONTINGENCY | 5-B-3 |  | CONN-000026 | CONNECTOR, SPLIT BOLT, COPPER, #2 AWG-AWD, SERVIT 2/0 STR-500, MFG P/N: KS34, MFG: BURNDY | EACH | EACH | STK | 119 | 119 | 2018-07-20 | 12.6 | 12 | 12.6
GFM | 1602_CONTINGENCY | SW-E-14 |  | CONN-000028 | CONNECTOR, SPLIT BOLT, SERVIT 2 STR-2/0 STR-CUMFG P/N: KS26, MFG: FCI | EACH | EACH | STK | 113 | 113 | 2018-07-26 | 11.55 | 11 | 11.55
GFM | 1602_CONTINGENCY | 5-C-2 |  | CONN-000029 | CONNECTOR, LB, W/TEST POINT, MFG P/N: 166LR-D-5270, MFG: ELASTIMOLD | EACH | EACH | STK | 27 | 27 | 2018-07-20 | 185.37 | 176.55 | 185.37
GFM | 1602_CONTINGENCY | 5-B-8 |  | CONN-000029 | CONNECTOR, LB, W/TEST POINT, MFG P/N: 166LR-D-5270, MFG: ELASTIMOLD | EACH | EACH | STK | 33 | 33 | 2018-07-20 | 185.37 | 176.55 | 185.37
GFM | 1602_CONTINGENCY | 5-B-7 |  | CONN-000029 | CONNECTOR, LB, W/TEST POINT, MFG P/N: 166LR-D-5270, MFG: ELASTIMOLD | EACH | EACH | STK | 15 | 15 | 2018-07-20 | 185.37 | 176.55 | 185.37
GFM | 1602_CONTINGENCY | 5-B-8 |  | CONN-000030 | CONNECTOR, LB, W/TEST POINT, MFG P/N: 166LR-A-5200, MFG: ELASTIMOLD | EACH | EACH | STK | 18 | 18 | 2018-07-20 | 123.58 | 117.7 | 123.58
GFM | 1602_CONTINGENCY | 5-B-7 |  | CONN-000030 | CONNECTOR, LB, W/TEST POINT, MFG P/N: 166LR-A-5200, MFG: ELASTIMOLD | EACH | EACH | STK | 30 | 30 | 2018-07-20 | 123.58 | 117.7 | 123.58
GFM | 1602_CONTINGENCY | 5-B-8 |  | CONN-000031 | CONNECTOR, LB, W/TEST POINT, MFG P/N: 166LR-C-5240, MFG: ELASTIMOLD | EACH | EACH | STK | 45 | 45 | 2018-07-20 | 123.58 | 117.7 | 123.58
GFM | 1602_CONTINGENCY | 5-B-7 |  | CONN-000031 | CONNECTOR, LB, W/TEST POINT, MFG P/N: 166LR-C-5240, MFG: ELASTIMOLD | EACH | EACH | STK | 3 | 3 | 2018-07-20 | 123.58 | 117.7 | 123.58
GFM | 1602_CONTINGENCY | 5-B-7 |  | CONN-000032 | CONNECTOR, LB, W/TEST POINT, MFG P/N: 166LR-C-5250, MFG: ELASTIMOLD | EACH | EACH | STK | 3 | 3 | 2018-07-20 | 355.02 | 338.14 | 355.02
GFM | 1602_CONTINGENCY | 5-B-8 |  | CONN-000032 | CONNECTOR, LB, W/TEST POINT, MFG P/N: 166LR-C-5250, MFG: ELASTIMOLD | EACH | EACH | STK | 45 | 45 | 2018-07-20 | 355.02 | 338.14 | 355.02
GFM | 1602_CONTINGENCY | 5-B-7 |  | CONN-000033 | CONNECTOR, 160DRG (3) (BAG), MFG P/N: 160DRG3BG, MFG: ELASTIMOLD | EACH | EACH | STK | 48 | 48 | 2018-07-20 | 29.4 | 28 | 29.4
GFM | 1602_CONTINGENCY | 5-B-8 |  | CONN-000034 | CONNECTOR, LB, W/TEST POINT, MFG P/N: 166LR-C-5230, MFG: ELASTIMOLD | EACH | EACH | STK | 100 | 100 | 2018-07-20 | 61.79 | 58.85 | 61.79
GFM | 1602_CONTINGENCY | 5-B-3 |  | CONN-000036 | CONNECTOR, LB, W/TEST POINT, MFG P/N: 166LR-C-5270, MFG: ELASTIMOLD | EACH | EACH | STK | 4 | 4 | 2018-07-20 | 94.6 | 90.1 | 94.6
GFM | 1602_CONTINGENCY | 5-C-7 |  | CONN-900007 | CONNECTOR, ELECTRICAL, #112, RED, 20058 | BOX | BOX | STK | 3 | 3 | 2018-07-20 | 12.6 | 12 | 12.6
GFM | 1602_CONTINGENCY | 5-C-7 |  | CONN-900008 | CONNECTOR, ELECTRICAL, #113, YELLOW, 20041 | BOX | BOX | STK | 3 | 3 | 2018-07-20 | 13.65 | 13 | 13.65
GFM | 1602_CONTINGENCY | 1-A-6 |  | COOL-000001 | COOLER, AIR, MFG: WARTSILA DIESEL | EACH | EACH | STK | 1 | 1 | 2018-07-16 | 20560.82 | 19583 | 20560.82
GFM | 1602_CONTINGENCY | 5-B-3 |  | COPP-000001 | CONNECTOR, COPPER – KEARNEY, (SPLIT BOLTS), #2, THRU, 750MCM, SERVIT 4/0, STR-750, MFG P/N: KS39, MFG: BURNDY | EACH | EACH | STK | 13 | 13 | 2018-07-20 | 39.9 | 38 | 39.9
GFM | 1602_CONTINGENCY | 1-B-14 |  | COUP-000007 | COUPLING, QUICK, WARTSILA DIESEL | EACH | EACH | STK | 3 | 3 | 2018-07-17 | 35.74 | 34.04 | 35.74
GFM | 1602_CONTINGENCY | 1-B-14 |  | COVE-000008 | SET, COVER, MFG: WARTSILA DIESEL, NSN: 6115LLL503047 | SET | SET | STK | 3 | 3 | 2018-07-17 | 56.3 | 53.62 | 56.3
GFM | 1602_CONTINGENCY | 1-B-16 |  | COVE-000009 | COVER, WARTSILA DIESEL | EACH | EACH | STK | 3 | 3 | 2018-07-17 | 131.24 | 125 | 131.24
GFM | 1602_CONTINGENCY | 1-B-16 |  | COVE-000011 | COVER, MFG P/N: 616101218, MFG: WARTSILA | EACH | EACH | STK | 3 | 3 | 2018-07-17 | 56.3 | 53.62 | 56.3
GFM | 1602_CONTINGENCY | YARD BLOCK 8 |  | CROS-000003 | BRACE, CROSSARM, 48" SPAN, 18" DROP | EACH | EACH | STK | 41 | 41 | 2018-07-27 | 28.35 | 27 | 28.35
GFM | 1602_CONTINGENCY | YARD BLOCK 8 |  | CROS-000004 | BRACE, CROSSARM, 60" SPAN, 18" DROP | EACH | EACH | STK | 86 | 86 | 2018-07-27 | 32.4 | 30.86 | 32.4
GFM | 1602_CONTINGENCY | YARD |  | CROS-000008 | CROSSARM, 5-1/2" X 4-1/2" X 10', WOODEN | EACH | EACH | STK | 8 | 8 | 2018-07-31 | 117.08 | 111.51 | 117.08
GFM | 1602_CONTINGENCY | YARD |  | CROS-000009 | CROSSARM, 3-1/2" X 4-1/2" X 10', WOODEN | EACH | EACH | STK | 150 | 150 | 2018-07-31 | 77.9 | 56.56 | 59.38
GFM | 1602_CONTINGENCY | YARD BLOCK 8 |  | CROS-000011 | CROSSARM, 4-1/2" X 5-1/2" X 8', WOODEN | EACH | EACH | STK | 92 | 92 | 2018-07-27 | 77.9 | 74.2 | 77.9
GFM | 1602_CONTINGENCY | YARD |  | CROS-000012 | CROSSARM, 5-1/2" X 4-1/2" X 16', WOODEN | EACH | EACH | STK | 1 | 1 | 2018-07-31 | 157.49 | 150 | 157.49
GFM | 1602_CONTINGENCY | 4-C-14 |  | CUTO-000002 | CUTOUT, 100AMP, KV MAX DES 27, KV BIL 125, MFG P/N: C710211PB, MFG: HUBBELL POWER SYSTEMS INC | EACH | EACH | STK | 1 | 1 | 2018-07-20 | 150.46 | 146.88 | 150.46
GFM | 1602_CONTINGENCY | 4-C-14 |  | CUTO-000003 | CUTOUT, LOADBREAK, 100AMP, KV MAX DES 15, KV BIL 110, MFG P/N: C730114PB, MFG: HUBBELL POWER SYSTEMS INC | EACH | EACH | STK | 1 | 1 | 2018-07-20 | 165.12 | 170.88 | 188.99
GFM | 1602_CONTINGENCY | 1-A-8 |  | DEAR-000001 | DEAERATOR, QUICK, WARTSILA DIESEL | EACH | EACH | STK | 1 | 1 | 2018-07-16 | 136.21 | 129.73 | 136.21
GFM | 1602_CONTINGENCY | 1-A-7 |  | DIOD-000004 | DIODE, WARTSILA DIESEL | EACH | EACH | STK | 2 | 2 | 2018-07-16 | 537.78 | 512.2 | 537.78
GFM | 1602_CONTINGENCY | 1-B-14 |  | DISC-000008 | DISC, SPRING, WARTSILA DIESEL | EACH | EACH | STK | 5 | 5 | 2018-07-17 | 105.4 | 100.39 | 105.4
GFM | 1602_CONTINGENCY | 1-B-14 |  | DRAI-000003 | DRAIN, WATER, WARTSILA DOESEL | EACH | EACH | STK | 1 | 1 | 2018-07-17 | 10.81 | 10.3 | 10.81
GFM | 1602_CONTINGENCY | 1-A-14 |  | DRIVE-000003 | DRIVE, GOVERNOR | EACH | EACH | STK | 1 | 1 | 2018-07-16 | 26248.3 | 25000 | 26248.3
GFM | 1602_CONTINGENCY | 5-B-8 |  | ELBO-000033 | ELBOW, 200A LB 15KV, W/TP, MFG P/N: 166LR-B-5220, MFG: ELASTIMOLD | EACH | EACH | STK | 45 | 45 | 2018-07-20 | 185.37 | 176.55 | 185.37
GFM | 1602_CONTINGENCY | 5-B-7 |  | ELBO-000033 | ELBOW, 200A LB 15KV, W/TP, MFG P/N: 166LR-B-5220, MFG: ELASTIMOLD | EACH | EACH | STK | 3 | 3 | 2018-07-20 | 185.37 | 176.55 | 185.37
GFM | 1602_CONTINGENCY | 5-B-3 |  | ELBO-000033 | ELBOW, 200A LB 15KV, W/TP, MFG P/N: 166LR-B-5220, MFG: ELASTIMOLD | EACH | EACH | STK | 4 | 4 | 2018-07-20 | 185.37 | 176.55 | 185.37
GFM | 1602_CONTINGENCY | 5-B-3 |  | ELBO-000034 | ELBOW, 200A, LB, W/TP, MFG P/N: 166LR-B-5240, MFG: ELASTIMOLD | EACH | EACH | STK | 4 | 4 | 2018-07-20 | 72.29 | 68.85 | 72.29
GFM | 1602_CONTINGENCY | 5-B-3 |  | ELBO-000035 | ELBOW, 200A, LB, W/TP, MFG P/N: 166LR-B-5250, MFG: ELASTIMOLD | EACH | EACH | STK | 4 | 4 | 2018-07-20 | 72.29 | 68.85 | 72.29
GFM | 1602_CONTINGENCY | 5-B-11 |  | EYE-000001 | BOLT, EYE, 3/4" X 10", W/2 ROUND WASHER, LOCKNUT | EACH | EACH | STK | 13 | 13 | 2018-07-20 | 8.45 | 8.05 | 8.45
GFM | 1602_CONTINGENCY | AWNING |  | EYE-000002 | BOLT, EYE, 5/8" X 24" | EACH | EACH | STK | 183 | 183 | 2018-07-31 | 5.01 | 4.77 | 5.01
GFM | 1602_CONTINGENCY | 5-C-7 |  | FILT-000009 | FILTER ELEMENT, G-A, MFG P/N: 4L-9852, MFG: CATERPILLAR | EACH | EACH | STK | 5 | 5 | 2018-07-20 | 33.99 | 32.37 | 33.99
GFM | 1602_CONTINGENCY | 5-C-7 |  | FILT-000011 | FILTER, PREMIUM, MFG P/N: 51791, MFG: WIX FILTERS | EACH | EACH | STK | 5 | 5 | 2018-07-20 | 15.75 | 15 | 15.75
GFM | 1602_CONTINGENCY | 5-C-7 |  | FILT-000012 | FILTER ELEMENT, A-F, MFG P/N: 9M-2342, MFG: CATERPILLAR | EACH | EACH | STK | 4 | 4 | 2018-07-20 | 30.45 | 29 | 30.45
GFM | 1602_CONTINGENCY | 5-C-7 |  | FILT-000013 | KIT, FILTER ELEMENT, MFG P/N: 134-6307, MFG: CATERPILLAR | KIT | KIT | STK | 2 | 2 | 2018-07-20 | 31.5 | 30 | 31.5
GFM | 1602_CONTINGENCY | 5-C-7 |  | FILT-000014 | FILTER ELEMENT, A-A, MFG P/N: 8N-2556, MFG: CATERPILLAR | BOX | BOX | STK | 4 | 4 | 2018-07-20 | 32.55 | 31 | 32.55
GFM | 1602_CONTINGENCY | 5-C-7 |  | FILT-000015 | FILTER, FUEL, MFG P/N: 1R-0756, MFG: CATERPILLAR | BOX | BOX | STK | 5 | 5 | 2018-07-20 | 33.6 | 32 | 33.6
GFM | 1602_CONTINGENCY | 5-C-7 |  | FILT-000016 | FILTER ELEMENT, A-A, MFG P/N: 8N-6309, MFG: CATERPILLAR | BOX | BOX | STK | 4 | 4 | 2018-07-20 | 33.6 | 32 | 33.6
GFM | 1602_CONTINGENCY | 5-C-7 |  | FILT-000017 | FILTER, OIL, MFG P/N: 1R-0726, MFG: CATERPILLAR | BOX | BOX | STK | 6 | 6 | 2018-07-20 | 33.6 | 32 | 33.6
GFM | 1602_CONTINGENCY | 5-C-7 |  | FILT-800019 | FILTER, FUEL, MFG P/N: 33352, MFG: WIX FILTERS | EACH | EACH | STK | 5 | 5 | 2018-07-20 | 14.92 | 14.21 | 14.92
GFM | 1602_CONTINGENCY | 1-B-14 |  | FIRE-000005 | CAPSCREW M16X35, WARTSILA DIESEL | EACH | EACH | STK | 5 | 5 | 2018-07-17 | 13.38 | 12.74 | 13.38
GFM | 1602_CONTINGENCY | 1-B-14 |  | FIRE-000006 | CAPSCREW, STAINLESS STEEL SOCKET HEAD, WARTSILA DIESEL | EACH | EACH | STK | 5 | 5 | 2018-07-17 | 0.77 | 0.73 | 0.77
GFM | 1602_CONTINGENCY | 5-B-11 |  | FIT-000001 | FITTING, END, MFG: S&C ELECTRIC CO, 15.5 KV | EACH | EACH | STK | 6 | 6 | 2018-07-20 | 79.79 | 76 | 79.79
GFM | 1602_CONTINGENCY | 5-B-10 |  | FIXT-000001 | FIXTURE, STREET LIGHT, COOPER POWER SYS., 480, 150W, H.P.S., MFG: AMERICA ELECTRIC COMPANY, CAT#: 115 CA 480 R3 DG LC, 48 VOLT | EACH | EACH | STK | 1 | 1 | 2018-07-20 | 120.74 | 115 | 120.74
GFM | 1602_CONTINGENCY | 5-B-9 |  | FIXT-000002 | FIXTURE, STREET LIGHT, MFG: GENERAL ELECTRIC CO., 120–277V, 150W, H.P.S., W/LAMP | EACH | EACH | STK | 5 | 5 | 2018-07-20 | 120.74 | 115 | 120.74
GFM | 1602_CONTINGENCY | 5-B-10 |  | FIXT-000003 | FIXTURE, STREET LIGHT, THOMAS BATES CO., INPUT VOLTS 120/208/240/277 VOLT, H.P.S., W/LAMP, MFG: AMERICA LIGHTING COMPANY, CAT#: 115 25S CA MT1-R3 LC | EACH | EACH | STK | 5 | 5 | 2018-07-20 | 130.19 | 124 | 130.19
GFM | 1602_CONTINGENCY | 6-C-9 |  | FIXT-000004 | FIXTURE, STREET LIGHT, 480 VOLTS, 250 WATTS, H.P.S. , CAT#: 115 CA 480 R2 DG, MFG: AMERICA ELECTRIC | EACH | EACH | STK | 25 | 25 | 2018-07-24 | 162.07 | 158.22 | 162.07
GFM | 1602_CONTINGENCY | 6-C-6 |  | FIXT-000006 | FIXTURE, STREETLIGHT, 250W, 480V, STYLE: 3659481, LAMP TYPE: S50, CAT #: OVZ25SW82E4, MFG: COOPER LIGHTING | EACH | EACH | STK | 11 | 11 | 2018-07-24 | 125.99 | 124.5 | 125.99
GFM | 1602_CONTINGENCY | 1-C-1 |  | FIXT-000007 | FIXTURE, FLOOD LIGHT, 103EKP, LAMP TYPE: MH, 480V, 1000 WATTS, (NOT FOR USE IN DWELLINGS), MFG P/N: 77X1MCA48076TM, MFG: AMERICAN ELECTRIC LIGHTING | EACH | EACH | STK | 6 | 6 | 2018-07-17 | 498.72 | 475 | 498.72
GFM | 1602_CONTINGENCY | 5-B-11 |  | FUSE-000007 | FUSE, 100 AMP, MFG: S&C ELECTRIC COMPANY | EACH | EACH | STK | 13 | 13 | 2018-07-20 | 109.07 | 103.88 | 109.07
GFM | 1602_CONTINGENCY | 5-B-9 |  | FUSE-000013 | FUSE, 14.4 KV, 18A, M/N: CLT, S/N: 678C295G07, MFG: CUTLER HAMMER, CAT #: 15CLT-18 | EACH | EACH | STK | 2 | 2 | 2018-07-20 | 218.39 | 208 | 218.39
GFM | 1602_CONTINGENCY | 5-B-9 |  | FUSE-000015 | FUSE, 15.5 KV, 0.5A, M/N: CLE-PT, S/N: 677C452G03, MFG: CUTLER HAMMER, CAT #: 15CLPT-5E | EACH | EACH | STK | 2 | 2 | 2018-07-20 | 162.74 | 155 | 162.74
GFM | 1602_CONTINGENCY | 5-B-9 |  | FUSE-000016 | FUSE, 15.5 KV, 12A, M/N: CLT, S/N: 678C295G02, MFG: CUTLER HAMMER, CAT #: 15CLT-30 | EACH | EACH | STK | 2 | 2 | 2018-07-20 | 218.39 | 208 | 218.39
GFM | 1602_CONTINGENCY | 5-B-9 |  | FUSE-000017 | FUSE, 15.5 KV, 30A, M/N: CLT, S/N: 9570D1601, MFG: CUTLER HAMMER | EACH | EACH | STK | 6 | 6 | 2018-07-20 | 218.39 | 208 | 218.39
GFM | 1602_CONTINGENCY | 5-B-9 |  | FUSE-000018 | FUSE, 15.5 KV, 5A, M/N: CLT, S/N: 678C295G04, MFG: CUTLER HAMMER, CAT #: 15CLT-5 | EACH | EACH | STK | 2 | 2 | 2018-07-20 | 218.39 | 208 | 218.39
GFM | 1602_CONTINGENCY | 5-B-9 |  | FUSE-000020 | FUSE, 8.3KV, 25A, M/N: CLT-EDF, S/N: 678C276G06, MFG: CUTLER HAMMER, CAT #: CLT-25 | EACH | EACH | STK | 2 | 2 | 2018-07-20 | 188.99 | 180 | 188.99
GFM | 1602_CONTINGENCY | 5-B-9 |  | FUSE-000023 | FUSE, 30A, 8.3KV, S/N: 680C386G01, MFG: CUTLER HAMMER, CAT #8CLT | EACH | EACH | STK | 2 | 2 | 2018-07-20 | 218.39 | 208 | 218.39
GFM | 1602_CONTINGENCY | 5-B-3 |  | FUSE-000032 | FUSE, MFG: GENERAL ELECTRIC CO, 15.5KV, 100E AMPS, EJO-1, MFG P/N: 9F60HM100 | EACH | EACH | STK | 2 | 2 | 2018-07-20 | 232.85 | 221.78 | 232.85
GFM | 1602_CONTINGENCY | 5-B-3 |  | FUSE-000033 | FUSE, MFG: GENERAL ELECTRIC CO, 14,400V, 10A, EJO-1, 10A, MFG P/N: 9F60DMH010 | EACH | EACH | STK | 2 | 2 | 2018-07-20 | 232.85 | 221.78 | 232.85
GFM | 1602_CONTINGENCY | 5-B-3 |  | FUSE-000034 | FUSE, MFG: GENERAL ELECTRIC CO, 15.5 KV, 3AMP, EJO-1, MFG P/N: 9F60DMH003 | EACH | EACH | STK | 2 | 2 | 2018-07-20 | 232.85 | 221.78 | 232.85
GFM | 1602_CONTINGENCY | 5-B-3 |  | FUSE-000035 | FUSE, CURRENT, LIMITING, MFG: GENERAL ELECTRIC CO, 15.5 KV, 5A, EJO-1, MFG P/N: 9F60DMH005 | EACH | EACH | STK | 2 | 2 | 2018-07-20 | 232.85 | 221.78 | 232.85
GFM | 1602_CONTINGENCY | 5-B-9 |  | FUSE-000036 | FUSE, FORM 480A, TRAP 600A, 600 VAC, 71424, CAT #: A4BY600, MFG: FERRAZ SHAWNUT | EACH | EACH | STK | 3 | 3 | 2018-07-20 | 4.41 | 4.2 | 4.41
GFM | 1602_CONTINGENCY | 5-B-9 |  | FUSE-000037 | FUSE, CURRENT, LIMITING, AMP TRAP A4BY800 FORM 480 TYPE: 55AL K-DON 800 AMP 600VAC CLASS: L CURRENT LIMITING: 200,000 | EACH | EACH | STK | 8 | 8 | 2018-07-20 | 107.3 | 102.2 | 107.3
GFM | 1602_CONTINGENCY | 5-B-11 |  | FUSE-000260 | FUSE, 260 AMP, MFG: S&C ELECTRIC COMPANY | EACH | EACH | STK | 13 | 13 | 2018-07-20 | 109.07 | 103.88 | 109.07
GFM | 1602_CONTINGENCY | 5-B-9 |  | FUSE-000261 | FUSE, MFG P/N: 5982C44A20, MFG: CUTLER HAMMER, CAT#: 8RBA4-300E, 8.25KV | EACH | EACH | STK | 2 | 2 | 2018-07-20 | 107.09 | 102 | 107.09
GFM | 1602_CONTINGENCY | 5-B-9 |  | FUSE-000262 | FUSE, MFG P/N: 5981C19G05, MFG: CUTLER HAMMER, 50AMP FUSE, 15.5KV | EACH | EACH | STK | 2 | 2 | 2018-07-20 | 107.09 | 102 | 107.09
GFM | 1602_CONTINGENCY | SW-D-14 |  | FUSE-000263 | FUSE LINK, 15AMP, TYPE K, FOR CUTOUT, MFG P/N: 31025CPS | EACH | EACH | STK | 25 | 25 | 2018-07-17 | 3.86 | 3.68 | 3.86
GFM | 1602_CONTINGENCY | SW-D-14 |  | FUSE-000264 | FUSE LINK, 15AMP, TYPE K, FOR CUTOUT, MFG P/N: 31050CPS | EACH | EACH | STK | 25 | 25 | 2018-07-26 | 3.67 | 3.5 | 3.67
GFM | 1602_CONTINGENCY | SW-D-14 |  | FUSE-005015 | FUSE, LINK, 50 AMP, 15.5KV, MFG: COOPER POWER SYSTEMS | EACH | EACH | STK | 2 | 2 | 2018-07-26 | 2.94 | 2.8 | 2.94
GFM | 1602_CONTINGENCY | SW-D-14 |  | FUSE-005515 | FUSE, CURRENT, LIMITING, 5.5 KV, 50A, TYPE: EJ0-I | EACH | EACH | STK | 2 | 2 | 2018-07-26 | 211.56 | 201.5 | 211.56
GFM | 1602_CONTINGENCY | 5-B-11 |  | FUSE-020200 | FUSE, MFG: S&C ELECTRIC COMPANY, SMV-20 AMPS 200E | EACH | EACH | STK | 4 | 4 | 2018-07-20 | 109.07 | 103.88 | 109.07
GFM | 1602_CONTINGENCY | SW-D-14 |  | FUSE-100135 | FUSE, 100 AMP, 13.5 KV, M#NX, MOUNTING CODE-6, FA4H100, MFG: COOPER POWER SYSTEMS | EACH | EACH | STK | 1 | 1 | 2018-07-26 | 414.72 | 395 | 414.72
GFM | 1602_CONTINGENCY | SW-D-14 |  | FUSE-153010 | FUSE, LINK, 15AMP, TYPE K, FOR CUTOUT, MFG P/N: 31015 | EACH | EACH | STK | 150 | 150 | 2018-07-26 | 2.94 | 2.8 | 2.94
GFM | 1602_CONTINGENCY | 5-B-11 |  | FUSE-657232 | FUSE, 65A, 07232 FL65 | EACH | EACH | STK | 13 | 13 | 2018-07-20 | 109.07 | 103.88 | 109.07
GFM | 1602_CONTINGENCY | 1-A-15 |  | GASK-000001 | GASKET, MFG P/N: CAF8948B, MFG: COLTEC INDUSTRIES | EACH | EACH | STK | 1 | 1 | 2018-07-16 | 8.38 | 7.98 | 8.38
GFM | 1602_CONTINGENCY | 1-A-15 |  | GASK-000002 | GASKET, MFG P/N: 16102601, MFG: COLTEC INDUSTRIES | EACH | EACH | STK | 1 | 1 | 2018-07-16 | 5.94 | 5.66 | 5.94
GFM | 1602_CONTINGENCY | 1-A-15 |  | GASK-000003 | GASKET, MFG: COLTEC INDUSTRIES | EACH | EACH | STK | 2 | 2 | 2018-07-16 | 4.5 | 4.29 | 4.5
GFM | 1602_CONTINGENCY | 1-B-14 |  | GASK-000014 | GASKET, COVER-CYLINDER, HEAD, MFG: WARTSILA DIESEL, NSN: 5330LLL503458 | EACH | EACH | STK | 226 | 226 | 2018-08-17 16:02 | 5.17 | 4.92 | 5.17
GFM | 1602_CONTINGENCY | 1-B-14 |  | GASK-000015 | GASKET, CYLINDER HEAD, MFG: WARTSILA DIESEL, NSN: 5330LLL503454 | EACH | EACH | STK | 64 | 64 | 2018-07-17 | 0.9 | 0.86 | 0.9
GFM | 1602_CONTINGENCY | 1-B-14 |  | GASK-000019 | GASKET, MAIN BEARING, MFG: WARTSILA DIESEL, KILNGER SIL, NSN: 5330LLL503455 | EACH | EACH | STK | 18 | 18 | 2018-07-17 | 10.63 | 10.12 | 10.63
GFM | 1602_CONTINGENCY | 1-B-14 |  | GASK-000024 | GASKET, PACKING, MFG: WARTSILA DIESEL, NSN: 5330LLL503483 | EACH | EACH | STK | 2 | 2 | 2018-07-17 | 233.4 | 222.3 | 233.4
GFM | 1602_CONTINGENCY | 1-B-14 |  | GASK-000025 | GASKET, PACKING, MFG: WARTSILA DIESEL, NSN: 5330LLL503484 | EACH | EACH | STK | 2 | 2 | 2018-07-17 | 62.16 | 59.2 | 62.16
GFM | 1602_CONTINGENCY | 1-B-14 |  | GASK-000026 | GASKET, PACKING, MFG: WARTSILA DIESEL, NSN: 5330LLL503487 | EACH | EACH | STK | 2 | 2 | 2018-07-17 | 49.63 | 47.27 | 49.63
GFM | 1602_CONTINGENCY | 1-A-6 |  | GASK-000027 | GASKET, AIR COOLER, WARTSILA DIESEL | EACH | EACH | STK | 1 | 1 | 2018-07-16 | 388.47 | 370 | 388.47
GFM | 1602_CONTINGENCY | 1-A-6 |  | GASK-000028 | GASKET, COOLING, INJECTOR | EACH | EACH | STK | 1 | 1 | 2018-07-16 | 528.63 | 503.49 | 528.63
GFM | 1602_CONTINGENCY | 1-B-14 |  | GASK-000029 | GASKET, PACKING, MFG: WARTSILA DIESEL, NSN: 5330LLL503435 | EACH | EACH | STK | 2 | 2 | 2018-07-17 | 10.63 | 10.12 | 10.63
GFM | 1602_CONTINGENCY | 1-A-6 |  | GASK-000362 | GASKET, MFG P/N: 7377705797, MFG: WARTSILA DIESEL | EACH | EACH | STK | 2 | 2 | 2018-07-16 | 7.33 | 6.98 | 7.33
GFM | 1602_CONTINGENCY | 1-B-14 |  | GASK-000363 | GASKET, PACKING, ITEM #0580, MATERIAL # 616102280-073, MFG: WARTSILA DIESEL | EACH | EACH | STK | 2 | 2 | 2018-07-17 | 102.89 | 98 | 102.89
GFM | 1602_CONTINGENCY | 1-A-9 |  | GEAR-000001 | GEAR, CAMSHAFT, ARTNR0875055A.CH124486, S/N: 50900, MFG: WARTSILA DIESEL | EACH | EACH | STK | 2 | 2 | 2018-07-16 | 10620.63 | 10115.54 | 10620.63
GFM | 1602_CONTINGENCY | 1-A-7 |  | GEAR-800028 | GEARWHEEL, INTERMEDIATE | EACH | EACH | STK | 1 | 1 | 2018-07-16 | 16727.46 | 15931.95 | 16727.46
GFM | 1602_CONTINGENCY | 7-B-6 |  | GENE-0001 | GENERATOR, DIESEL, RATED OUTPUT: 6.0KVA, RATED VOLTAGE: 120V/240V, RATED CURRENT: 50A/25A, 60HZ, 1PH, M/N: EDL6500S, MFG: YAMAHA | EACH | EACH | STK | 1 | 1 | 2018-07-26 | 16164.75 | 15396 | 16164.75
GFM | 1602_CONTINGENCY | 7-B-4 |  | GENE-0001 | GENERATOR, DIESEL, RATED OUTPUT: 6.0KVA, RATED VOLTAGE: 120V/240V, RATED CURRENT: 50A/25A, 60HZ, 1PH, M/N: EDL6500S, MFG: YAMAHA | EACH | EACH | STK | 1 | 1 | 2018-07-26 | 16164.75 | 15396 | 16164.75
GFM | 1602_CONTINGENCY | 7-B-5 |  | GENE-0001 | GENERATOR, DIESEL, RATED OUTPUT: 6.0KVA, RATED VOLTAGE: 120V/240V, RATED CURRENT: 50A/25A, 60HZ, 1PH, M/N: EDL6500S, MFG: YAMAHA | EACH | EACH | STK | 1 | 1 | 2018-07-26 | 16164.75 | 15396 | 16164.75
GFM | 1602_CONTINGENCY | 9-B-1 |  | GROU-000001 | ROD, GROUND, COPPER | EACH | EACH | STK | 1 | 1 | 2018-07-20 | 14.21 | 13.53 | 14.21
GFM | 1602_CONTINGENCY | 9-C-1 |  | GROU-000002 | ROD, GROUND, 1/2" X 10' | EACH | EACH | STK | 6 | 6 | 2018-07-20 | 137.86 | 131.3 | 137.86
GFM | 1602_CONTINGENCY | W-D-1 |  | GROU-000003 | ROD, GROUND, 3/4" X 10'L, COPPER CLAD STEEL, SEE SECTION 163014N-2.10 | EACH | EACH | STK | 14 | 14 | 2018-07-20 | 52.31 | 49.82 | 52.31
GFM | 1602_CONTINGENCY | 9-E-1 |  | GROU-000006 | ROD, GROUND, COPPER, 5/8" X 10' | EACH | EACH | STK | 40 | 40 | 2018-07-20 | 158.85 | 151.3 | 158.85
GFM | 1602_CONTINGENCY | W-D-1 |  | GROU-000006 | ROD, GROUND, COPPER, 5/8" X 10' | EACH | EACH | STK | 8 | 8 | 2018-07-20 | 158.85 | 151.3 | 158.85
GFM | 1602_CONTINGENCY | 5-B-3 |  | GROU-800031 | BRAID, ELECTRICAL, GROUNDING, 1/2" X 15', MFG P/N: 25, MFG: 3M | ROLL | ROLL | STK | 50 | 50 | 2018-07-20 | 56.7 | 54 | 56.7
GFM | 1602_CONTINGENCY | 1-A-12 |  | HOLD-000001 | HOLDER, ATOMIZER, WARTSILA DIESEL | EACH | EACH | STK | 2 | 2 | 2018-07-16 | 2108.94 | 2008.64 | 2108.94
GFM | 1602_CONTINGENCY | 1-B-14 |  | HOSE-800032 | HOSE-AIR, FLEXIBLE, START VALVE, WARTSILA DIESEL | EACH | EACH | STK | 128 | 128 | 2018-07-17 | 31.62 | 30.12 | 31.62
GFM | 1602_CONTINGENCY | 2-B-6 |  | INSL-7000041 | INSULATOR, TIE TOP LINE POST, 25KV F NECK | EACH | EACH | STK | 48 | 48 | 2018-07-18 | 53.86 | 51.3 | 53.86
GFM | 1602_CONTINGENCY | 2-B-4 |  | INSU-000020 | INSULATOR, POLE MOUNTED 35KV | EACH | EACH | STK | 8 | 8 | 2018-07-18 | 39.9 | 38 | 39.9
GFM | 1602_CONTINGENCY | 6-B-1 |  | INSU-000021 | INSULATOR, SELF WASHING PIN, 15 KV, POST TYPE, MFG P/N: 4315-X70-E, MFG: LAPP INSULATOR COMPANY | EACH | EACH | STK | 103 | 103 | 2018-07-23 | 33.6 | 32 | 33.6
GFM | 1602_CONTINGENCY | 5-B-11 |  | INSU-000022 | INSULATOR, SELF WASHING PIN 15 KV POST TYPE | EACH | EACH | STK | 2 | 2 | 2018-07-20 | 33.6 | 32 | 33.6
GFM | 1602_CONTINGENCY | 2-B-4 |  | INSU-000023 | INSULATOR, DEADEND BELL, SUSPENSION, MFG P/N: 00810070K, MFG: LAPP | CRATE | CRATE | STK | 10 | 10 | 2018-07-18 | 67.2 | 64 | 67.2
GFM | 1602_CONTINGENCY | 5-B-11 |  | INSU-000023 | INSULATOR, DEADEND BELL, SUSPENSION, MFG P/N: 00810070K, MFG: LAPP | CRATE | CRATE | STK | 2 | 2 | 2018-07-20 | 67.2 | 64 | 67.2
GFM | 1602_CONTINGENCY | AWNING |  | INSU-000029 | INSULATOR, DEADEND BELL, PORCELAIN, 15KV, 185/654512 | EACH | EACH | STK | 276 | 276 | 2018-08-17 16:08 | 63.33 | 60.32 | 63.33
GFM | 1602_CONTINGENCY | 2-C-4 |  | INSU-000030 | INSULATOR, LINE, STANDOFF, SIDE-MOUNT, 15 KV, (LPC-15-SIL-GB-12 OR LPC-15/GB-12), CAT #: 006003160 | EACH | EACH | STK | 35 | 35 | 2018-07-18 | 625.55 | 595.8 | 625.55
GFM | 1602_CONTINGENCY | 2-C-6 |  | INSU-000030 | INSULATOR, LINE, STANDOFF, SIDE-MOUNT, 15 KV, (LPC-15-SIL-GB-12 OR LPC-15/GB-12), CAT #: 006003160 | EACH | EACH | STK | 35 | 35 | 2018-07-18 | 625.55 | 595.8 | 625.55
GFM | 1602_CONTINGENCY | 2-C-3 |  | INSU-000030 | INSULATOR, LINE, STANDOFF, SIDE-MOUNT, 15 KV, (LPC-15-SIL-GB-12 OR LPC-15/GB-12), CAT #: 006003160 | EACH | EACH | STK | 35 | 35 | 2018-07-18 | 625.55 | 595.8 | 625.55
GFM | 1602_CONTINGENCY | 2-B-3 |  | INSU-000030 | INSULATOR, LINE, STANDOFF, SIDE-MOUNT, 15 KV, (LPC-15-SIL-GB-12 OR LPC-15/GB-12), CAT #: 006003160 | EACH | EACH | STK | 35 | 35 | 2018-07-17 | 625.55 | 595.8 | 625.55
GFM | 1602_CONTINGENCY | 2-C-1 |  | INSU-000030 | INSULATOR, LINE, STANDOFF, SIDE-MOUNT, 15 KV, (LPC-15-SIL-GB-12 OR LPC-15/GB-12), CAT #: 006003160 | EACH | EACH | STK | 16 | 16 | 2018-07-18 | 625.55 | 595.8 | 625.55
GFM | 1602_CONTINGENCY | 2-C-2 |  | INSU-000030 | INSULATOR, LINE, STANDOFF, SIDE-MOUNT, 15 KV, (LPC-15-SIL-GB-12 OR LPC-15/GB-12), CAT #: 006003160 | EACH | EACH | STK | 35 | 35 | 2018-07-18 | 625.55 | 595.8 | 625.55
GFM | 1602_CONTINGENCY | 2-B-2 |  | INSU-000030 | INSULATOR, LINE, STANDOFF, SIDE-MOUNT, 15 KV, (LPC-15-SIL-GB-12 OR LPC-15/GB-12), CAT #: 006003160 | EACH | EACH | STK | 35 | 35 | 2018-07-18 | 625.55 | 595.8 | 625.55
GFM | 1602_CONTINGENCY | 2-B-1 |  | INSU-000030 | INSULATOR, LINE, STANDOFF, SIDE-MOUNT, 15 KV, (LPC-15-SIL-GB-12 OR LPC-15/GB-12), CAT #: 006003160 | EACH | EACH | STK | 61 | 61 | 2018-07-18 | 625.55 | 595.8 | 625.55
GFM | 1602_CONTINGENCY | 2-C-5 |  | INSU-000030 | INSULATOR, LINE, STANDOFF, SIDE-MOUNT, 15 KV, (LPC-15-SIL-GB-12 OR LPC-15/GB-12), CAT #: 006003160 | EACH | EACH | STK | 35 | 35 | 2018-07-18 | 625.55 | 595.8 | 625.55
GFM | 1602_CONTINGENCY | AWNING |  | INSU-000034 | INSULATOR, SPOOL, ANSI 53-2 | EACH | EACH | STK | 926 | 926 | 2018-08-17 16:08 | 2.02 | 1.92 | 2.02
GFM | 1602_CONTINGENCY | AWNING |  | INSU-000035 | INSULATOR, STRAIN, (SMALL) | EACH | EACH | STK | 33 | 33 | 2018-07-31 | 11.66 | 11.11 | 11.66
GFM | 1602_CONTINGENCY | AWNING |  | INSU-000038 | INSULATOR, DEADEND BELL, PORCELAIN, 4KV, ANSI 52-1, (02-169), MFG: LAPP | EACH | EACH | STK | 117 | 117 | 2018-08-17 16:02 | 63 | 60 | 63
GFM | 1602_CONTINGENCY | AWNING |  | INSU-000039 | INSULATOR, LINE POST, 6KV, 4015-35, MFG: LAPP | EACH | EACH | STK | 152 | 152 | 2018-07-31 | 48.29 | 45.99 | 48.29
GFM | 1602_CONTINGENCY | AWNING |  | INSU-000040 | INSULATOR, STRAIN, (LARGE) | EACH | EACH | STK | 1397 | 1397 | 2018-07-31 | 21.11 | 20.11 | 21.11
GFM | 1602_CONTINGENCY | AWNING |  | INSU-000041 | INSULATOR, 34.5, 12KV, 654512/1089/208 | EACH | EACH | STK | 48 | 48 | 2018-07-31 | 52.5 | 50 | 52.5
GFM | 1602_CONTINGENCY | 1-A-9 |  | JACK-000001 | JACKET, IMPULSE, COOLING INLET/OUTLET, FUEL OIL INLET, NSN: 6115LLL503016, MFG: WARTSILA DIESEL | EACH | EACH | STK | 2 | 2 | 2018-07-16 | 375.16 | 357.32 | 375.16
GFM | 1602_CONTINGENCY | 5-C-3 |  | JUNC-000002 | JUNCTION, LOADBREAK, WELL, 4 POINT, K1601WJ4(BOX), MFG P/N: K1601WJ4BX, MFG: THOMAS BETTS/ELASTIMOLD | BOX | BOX | STK | 7 | 7 | 2018-07-20 | 583.11 | 555.38 | 583.11
GFM | 1602_CONTINGENCY | 5-C-3 |  | JUNC-000004 | JUNCTION, LOADBREAK, WELL, 3 POINT, K1601WJ3(BOX), MFG P/N: K1601WJ3BX, MFG: THOMAS BETTS/ELASTIMOLD | BOX | BOX | STK | 6 | 6 | 2018-07-20 | 507.85 | 483.7 | 507.85
GFM | 1602_CONTINGENCY | 1-B-14 |  | KEY-000006 | SUNK KEY, WARTSILA DIESEL | EACH | EACH | STK | 2 | 2 | 2018-07-17 | 151.59 | 144.38 | 151.59
GFM | 1602_CONTINGENCY | 1-B-14 |  | KIT-000008 | KIT, SPARE PARTS, FOR CHANGE OVER VALVE, MFG: WARTSILA DIESEL, NSN: 6115LLL503027 | KIT | KIT | STK | 2 | 2 | 2018-07-17 | 232.95 | 221.87 | 232.95
GFM | 1602_CONTINGENCY | 1-A-6 |  | KIT-000010 | KIT, PARTS, SPARE (2EA SPRING W/COVER WASHER) FOR STOP CYLINDER, NSN: 6115LLL503019, MFG: WARTSILA DIESEL | KIT | KIT | STK | 2 | 2 | 2018-07-16 | 98.14 | 93.47 | 98.14
GFM | 1602_CONTINGENCY | SW-D-13 |  | KIT-000014 | KIT, COLD SHRINK, SINGLE CONDUCTOR, 15 PORCELAIN, KIT #2 - 4/0, (MFG P/N: 7622-S-2 7694-S-4), MFG: 3M | KIT | KIT | STK | 7 | 7 | 2018-07-26 | 230.99 | 220 | 230.99
GFM | 1602_CONTINGENCY | 5-B-3 |  | LAMP-000007 | LAMP, HIGH PRESSURE, SODIUM, 250W-S55, C250S50/ALTO/NC HPS | EACH | EACH | STK | 30 | 30 | 2018-07-20 | 12.6 | 12 | 12.6
GFM | 1602_CONTINGENCY | 5-B-9 |  | LAMP-000009 | LAMP, 150WATTS, MFG P/N: C150S55/ALTO, MFG: PHILLIPS | EACH | EACH | STK | 19 | 19 | 2018-08-17 16:08 | 10.76 | 10.25 | 10.76
GFM | 1602_CONTINGENCY | 5-B-10 |  | LAMP-000116 | LAMP, QUALITY, EIKO, 150/55W, MFG P/N: LV150/55 | EACH | EACH | STK | 6 | 6 | 2018-07-20 | 36.75 | 35 | 36.75
GFM | 1602_CONTINGENCY | 1-B-14 |  | LINE-000001 | FILTER, LINE, WARTSILA DIESEL | EACH | EACH | STK | 1 | 1 | 2018-07-17 | 66.17 | 63.02 | 66.17
GFM | 1602_CONTINGENCY | 1-A-11 |  | LINR-000001 | LINER, CYL, S/N: 50900, MFG: WARTSILA DIESEL | EACH | EACH | STK | 1 | 1 | 2018-07-16 | 8031.91 | 7649.93 | 8031.91
GFM | 1602_CONTINGENCY | 1-B-14 |  | LOCK-000003 | VALVE, LOCKING PLATE-AIR START, 0377-092, NSN: 2815LLL503340 | EACH | EACH | STK | 64 | 64 | 2018-07-17 | 1.57 | 1.5 | 1.57
GFM | 1602_CONTINGENCY | SW-E-14 |  | LUG-000001 | LUG, HYPRESS TERMINAL, 4/0, 600V, N200 4/0 STR CU, PURPLE DIE 15 | EACH | EACH | STK | 25 | 25 | 2018-07-26 | 13.7 | 13.05 | 13.7
GFM | 1602_CONTINGENCY | 1-A-15 |  | MANI-000001 | MANIFOLD, MFG P/N: 16400327 | EACH | EACH | STK | 2 | 2 | 2018-07-16 | 577.46 | 550 | 577.46
GFM | 1602_CONTINGENCY | 1-A-15 |  | MANI-000002 | MANIFOLD, MFG P/N: 16400330 | EACH | EACH | STK | 6 | 6 | 2018-07-16 | 577.46 | 550 | 577.46
GFM | 1602_CONTINGENCY | 1-A-10 |  | MOTO-000105 | CONTROL, DIGITAL SPEED, NSN: 6105LLL503073 | EACH | EACH | STK | 1 | 1 | 2018-07-16 | 5585.64 | 5320 | 5585.64
GFM | 1602_CONTINGENCY | 1-A-10 |  | MOTO-000125 | MOTOR, MODUTROL IV, 160 STROKE (DEG), 24V, 50/60HZ, TIME (SEC 60), 24VA, MFG P/N: M918G1006, MFG: HONEYWELL | EACH | EACH | STK | 1 | 1 | 2018-07-16 | 499.77 | 476 | 499.77
GFM | 1602_CONTINGENCY | 1-B-16 |  | NIPP-000037 | NIPPLE, WARTSILA DIESEL | EACH | EACH | STK | 5 | 5 | 2018-07-17 | 56.84 | 54.14 | 56.84
GFM | 1602_CONTINGENCY | 1-B-14 |  | NIPP-800039 | NIPPLE, CONN. | EACH | EACH | STK | 3 | 3 | 2018-07-17 | 30.85 | 29.38 | 30.85
GFM | 1602_CONTINGENCY | 1-B-14 |  | NUT-000001 | NUT, SELF-LOCKING, M16 WARTSILA DIESEL | EACH | EACH | STK | 5 | 5 | 2018-07-17 | 7.17 | 6.83 | 7.17
GFM | 1602_CONTINGENCY | 1-A-16 |  | NUT-000012 | NUT, M12, MATERIAL #: 616100164-185, MFG: WARTSILA DIESEL | EACH | EACH | STK | 2 | 2 | 2018-07-16 | 4.19 | 3.99 | 4.19
GFM | 1602_CONTINGENCY | 1-A-8 |  | NUT-000016 | NUT, SELF-LOCKING, M20 MATERIAL, WARTSILA DIESEL | EACH | EACH | STK | 5 | 5 | 2018-07-16 | 12.4 | 11.81 | 12.4
GFM | 1602_CONTINGENCY | 1-B-16 |  | NUT-000017 | NUT, SELF-LOCKING,AIR START VALVE | EACH | EACH | STK | 59 | 59 | 2018-07-17 | 5.9 | 5.62 | 5.9
GFM | 1602_CONTINGENCY | 1-B-14 |  | ORIN-000005 | O-RING, CYLINDER HEAD, NSN: 5330L503446, WARTSILA DIESEL | EACH | EACH | STK | 63 | 63 | 2018-07-17 | 60.92 | 58.02 | 60.92
GFM | 1602_CONTINGENCY | 1-B-14 |  | PACK-000002 | PACKING FIG 2560, CYLINDER HEAD, WARTSILA DIESEL | EACH | EACH | STK | 128 | 128 | 2018-07-17 | 24.17 | 23.02 | 24.17
GFM | 1602_CONTINGENCY | 1-A-16 |  | PACK-000008 | PACKING, MATERIAL #: 616102280-072, MFG: WARTSILA DIESEL | BUNDLE | BUNDLE | STK | 1 | 1 | 2018-07-16 | 242.29 | 230.77 | 242.29
GFM | 1602_CONTINGENCY | 1-B-14 |  | PACK-000009 | PACKING, MFG: WARTSILA DIESEL, NSN: 5330LLL503463 | EACH | EACH | STK | 32 | 32 | 2018-07-17 | 261.98 | 249.52 | 261.98
GFM | 1602_CONTINGENCY | 1-B-14 |  | PACK-000010 | PACKING, CYLINDER HEAD, MFG: WARTSILA DIESEL, NSN: 5330LLL503459 | EACH | EACH | STK | 375 | 375 | 2018-07-17 | 12.2 | 11.62 | 12.2
GFM | 1602_CONTINGENCY | 1-B-15 |  | PACK-000011 | PACKING, 81039211 | EACH | EACH | STK | 1 | 1 | 2018-04-04 | 11.24 | 10.71 | 11.24
GFM | 1602_CONTINGENCY | HAZMAT LOCKER 1 |  | PAIN-000001 | PAINT, KOHLER CREAM, MFG P/N: PSX1001, MFG: PROTECTIVE COATING | EACH | EACH | STK | 4 | 4 | 2018-04-04 | 335.98 | 320 | 335.98
GFM | 1602_CONTINGENCY | 5-B-2 |  | PANE-000007 | PANEL, INDUSTRIAL, CONTROL, (SWITCH BOX), AR926449, MFG: UL | EACH | EACH | STK | 17 | 17 | 2018-04-09 10:02 | 12.6 | 12 | 12.6
GFM | 1602_CONTINGENCY | 5-B-3 |  | PHOT-000003 | PHOTOCELL, MULTI-VOLTAGE (105V - 285V), BLUE, FISHER PIERCE, MFG P/N: FP7790B-SSS | EACH | EACH | STK | 33 | 33 | 2018-07-20 | 14.7 | 14 | 14.7
GFM | 1602_CONTINGENCY | 5-B-3 |  | PHOT-000004 | PHOTOCELL, MULTI-VOLTAGE (400V - 550V), YELLOW, FISHER PIERCE, MFG P/N: FP7794-EPS | EACH | EACH | STK | 13 | 13 | 2018-07-20 | 17.85 | 17 | 17.85
GFM | 1602_CONTINGENCY | SW-F-09 |  | PHOT-000005 | PHOTOCONTROL, TURN LOCK MOUNTING, MFG P/N: 5008S, MFG: TORK | EACH | EACH | STK | 16 | 16 | 2018-07-26 | 23.31 | 22.2 | 23.31
GFM | 1602_CONTINGENCY | 1-B-14 |  | PIN-000003 | PIN, CIL. 10 X 20, MFG: WARTSILA DIESEL, DOWEL, NSN: 5315LLL503062 | EACH | EACH | STK | 2 | 2 | 2018-07-17 | 0.28 | 0.27 | 0.28
GFM | 1602_CONTINGENCY | 1-A-6 |  | PIPE-000004 | PIPE, FUEL, WARTSILA DIESEL | EACH | EACH | STK | 1 | 1 | 2018-07-16 | 1311.97 | 1249.58 | 1311.97
GFM | 1602_CONTINGENCY | 1-A-15 |  | PIPE-000005 | PIPING, FAU COMPLETE FOR 1986 INGERSOLL RAND COMPRESSOR TYPE NL | EACH | EACH | STK | 3 | 3 | 2018-07-16 | 150.14 | 143 | 150.14
GFM | 1602_CONTINGENCY | 1-B-13 |  | PIST-000001 | PISTON, WARTSILA DIESEL | EACH | EACH | STK | 2 | 2 | 2018-07-17 | 10798.57 | 10285.02 | 10798.57
GFM | 1602_CONTINGENCY | 6-B-4 |  | PLAT-000002 | PLATE, ANCHOR, MFG P/N: JSTB4, CAT #: PAT-4, MFG: MACLEAN POWER SYSTEMS | EACH | EACH | STK | 25 | 25 | 2018-07-23 | 15.22 | 14.5 | 15.22
GFM | 1602_CONTINGENCY | 1-B-14 |  | PLUG-000005 | PLUG, 1-1/2", MFG: WARTSILA DIESEL, NSN: 4730LLL503095 | EACH | EACH | STK | 3 | 3 | 2018-07-17 | 11.62 | 11.07 | 11.62
GFM | 1602_CONTINGENCY | YARD BLOCK 8 |  | POLE-000002 | POLE, 45', WOODEN, POWER | EACH | EACH | STK | 21 | 21 | 2018-07-27 | 2505.55 | 1474.85 | 1657.84
GFM | 1602_CONTINGENCY | YARD BLOCK 9 |  | POLE-000004 | POLE, 55', WOODEN, POWER, | EACH | EACH | STK | 3 | 3 | 2018-07-30 | 1460.46 | 1391 | 1460.46
GFM | 1602_CONTINGENCY | YARD BLOCK 10 |  | POLE-000005 | POLE, 55', WOODEN, POWER, | EACH | EACH | STK | 13 | 13 | 2018-07-30 | 3331.43 | 3173 | 3331.43
GFM | 1602_CONTINGENCY | YARD BLOCK 10 |  | POLE-000007 | POLE, 42'-8", WOODEN, POWER, | EACH | EACH | STK | 1 | 1 | 2018-07-30 | 918.69 | 875 | 918.69
GFM | 1602_CONTINGENCY | YARD BLOCK 9 |  | POLE-000008 | POLE, 60', WOODEN, POWER, | EACH | EACH | STK | 3 | 3 | 2018-07-30 | 1469.9 | 1400 | 1469.9
GFM | 1602_CONTINGENCY | YARD BLOCK 9 |  | POLE-000011 | POLE, 49'-11", WOODEN, POWER | EACH | EACH | STK | 1 | 1 | 2018-07-30 | 1259.92 | 1200 | 1259.92
GFM | 1602_CONTINGENCY | YARD |  | POLE-000012 | POLE, 50', WOODEN, POWER | EACH | EACH | STK | 2 | 2 | 2018-07-31 | 1312.42 | 1250 | 1312.42
GFM | 1602_CONTINGENCY | YARD BLOCK 9 |  | POLE-000015 | POLE, 41', WOODEN, POWER | EACH | EACH | STK | 1 | 1 | 2018-07-30 | 944.94 | 900 | 944.94
GFM | 1602_CONTINGENCY | SW-B-14 |  | POST-000001 | POST, STUD, LINE, MFG P/N: J25248.1, MFG: MACLEAN POWER SYSTEMS | EACH | EACH | STK | 27 | 27 | 2018-07-26 | 6.49 | 6.18 | 6.49
GFM | 1602_CONTINGENCY | W-D-1 |  | PROT-800051 | PROTECTOR (GUARD), GUY, 8' LONG | EACH | EACH | STK | 50 | 50 | 2018-07-20 | 2.62 | 2.5 | 2.62
GFM | 1602_CONTINGENCY | 1-A-12 |  | PUMP-000017 | PUMP, FUEL (;SER#:50900) | EACH | EACH | STK | 1 | 1 | 2018-07-16 | 8010.53 | 7629.57 | 8010.53
GFM | 1602_CONTINGENCY | 1-B-16 |  | PUMP-000034 | PUMP, FUEL, MFG S/N: 22002, MFG: LD, NSN: 2990LLL503039, SWDNR 2995224, PEO-G033/A | EACH | EACH | STK | 1 | 1 | 2018-07-17 | 7349.52 | 7000 | 7349.52
GFM | 1602_CONTINGENCY | 1-A-13 |  | REDU-000005 | REDUCER, WARTSILA DIESEL | EACH | EACH | STK | 2 | 2 | 2018-07-16 | 5249.66 | 5000 | 5249.66
GFM | 1602_CONTINGENCY | 1-B-14 |  | RESI-000001 | INDICATOR, RESIST/TEMP IND., CHARGING AIR R/L BANK/LUBRICATING OIL OUTLET, MFG: WARTSILA DIESEL, NSN: 6625LLL503148 | EACH | EACH | STK | 2 | 2 | 2018-07-17 | 568.76 | 541.71 | 568.76
GFM | 1602_CONTINGENCY | 1-A-15 |  | RING-000001 | O-RING | EACH | EACH | STK | 48 | 48 | 2018-07-16 | 2.66 | 2.53 | 2.66
GFM | 1602_CONTINGENCY | 1-B-14 |  | RING-000011 | O-RING, 151, 77X6, 99, MFG: WARTSILA DIESEL | EACH | EACH | STK | 16 | 16 | 2018-07-17 | 83.89 | 79.9 | 83.89
GFM | 1602_CONTINGENCY | 1-B-14 |  | RING-000012 | O-RING, 34, OX4, 0, MFG: WARTSILA DIESEL, NSN: 5330LLL503470 | EACH | EACH | STK | 16 | 16 | 2018-07-17 | 2.12 | 2.02 | 2.12
GFM | 1602_CONTINGENCY | 1-B-14 |  | RING-000013 | O-RING, 69, 44X3, 53, MFG: WARTSILA DIESEL, NSN:5330LLL503473 | EACH | EACH | STK | 2 | 2 | 2018-07-17 | 1.22 | 1.16 | 1.22
GFM | 1602_CONTINGENCY | 1-B-14 |  | RING-000014 | O-RING, WARTSILA DIESEL | EACH | EACH | STK | 5 | 5 | 2018-07-17 | 0.94 | 0.9 | 0.94
GFM | 1602_CONTINGENCY | 1-B-14 |  | RING-000025 | RING, COPPER, NSN:6685LLL503114 | EACH | EACH | STK | 12 | 12 | 2018-08-17 16:08 | 0.56 | 0.53 | 0.56
GFM | 1602_CONTINGENCY | 1-B-14 |  | RING-000026 | RING, COPPER, WARTSILA DIESEL | EACH | EACH | STK | 16 | 16 | 2018-07-17 | 5.04 | 4.8 | 5.04
GFM | 1602_CONTINGENCY | 1-B-14 |  | RING-000027 | RING, COPPER, 19, 5X28, MFG: WARTSILA DIESEL, NSN: 5365LLL503002 | EACH | EACH | STK | 2 | 2 | 2018-07-17 | 1.49 | 1.42 | 1.49
GFM | 1602_CONTINGENCY | 1-B-14 |  | RING-000028 | RING, COPPER, 70X24, MFG: WARTSILA DIESEL, NSN:5365LLL503003 | EACH | EACH | STK | 2 | 2 | 2018-07-17 | 1.85 | 1.76 | 1.85
GFM | 1602_CONTINGENCY | 1-B-14 |  | RING-000029 | RING, COPPER, DISTANCE, MFG: WARTSILA DIESEL, NSN: 5365LLL503001 | EACH | EACH | STK | 31 | 31 | 2018-07-17 | 6.47 | 6.16 | 6.47
GFM | 1602_CONTINGENCY | 1-A-8 |  | RING-000030 | RING, NOZZLE, WARTSILA DIESEL | EACH | EACH | STK | 1 | 1 | 2018-07-16 | 12340.9 | 11754 | 12340.9
GFM | 1602_CONTINGENCY | 1-A-7 |  | RING-000031 | RING, OIL, WARTSILA DIESEL | EACH | EACH | STK | 1 | 1 | 2018-07-16 | 2938.53 | 2798.78 | 2938.53
GFM | 1602_CONTINGENCY | 1-B-14 |  | RING-000033 | RING, RUBBER, 14, 5X3, 5, MFG: WARTSILA DIESEL, NSN: 5330LLL503472 | EACH | EACH | STK | 32 | 32 | 2018-07-17 | 0.12 | 0.11 | 0.12
GFM | 1602_CONTINGENCY | 1-B-14 |  | RING-000034 | RING, RUBBER, SEALING, MFG: WARTSILA DIESEL, NSN: 5330LLL503475 | EACH | EACH | STK | 4 | 4 | 2018-07-17 | 20.94 | 19.94 | 20.94
GFM | 1602_CONTINGENCY | 1-B-14 |  | RING-000035 | RING, SEALING, WARTSILA DIESEL | EACH | EACH | STK | 5 | 5 | 2018-07-17 | 9.21 | 8.77 | 9.21
GFM | 1602_CONTINGENCY | 1-B-14 |  | RING-000045 | O-RING, MFG: WARTSILA DIESEL, NSN: 5330LLL503479 | EACH | EACH | STK | 6 | 6 | 2018-07-17 | 2.62 | 2.5 | 2.62
GFM | 1602_CONTINGENCY | 1-B-14 |  | RING-000046 | O-RING, MFG: WARTSILA DIESEL, NSN: 5330LLL503443 | EACH | EACH | STK | 148 | 148 | 2018-07-17 | 2.62 | 2.5 | 2.62
GFM | 1602_CONTINGENCY | 1-B-15 |  | RING-000522 | O-RING, NSN: 5330LLL503447 | EACH | EACH | STK | 32 | 32 | 2018-07-17 | 2.62 | 2.5 | 2.62
GFM | 1602_CONTINGENCY | 1-B-15 |  | RING-000523 | O-RING, NSN: 5330LLL503460 | EACH | EACH | STK | 210 | 210 | 2018-07-17 | 2.62 | 2.5 | 2.62
GFM | 1602_CONTINGENCY | 1-B-15 |  | RING-000524 | RING, PISTON, NSN: 2990LLL503076 | EACH | EACH | STK | 4 | 4 | 2018-07-17 | 52.5 | 50 | 52.5
GFM | 1602_CONTINGENCY | 1-B-15 |  | RING-000525 | RING STD, TOP, NSN: 2990LLL503075 | EACH | EACH | STK | 2 | 2 | 2018-07-17 | 51.45 | 49 | 51.45
GFM | 1602_CONTINGENCY | 1-A-6 |  | RING-000526 | O-RING, #59, MFG: WARTSILA DIESEL | EACH | EACH | STK | 6 | 6 | 2018-07-16 | 79.69 | 75.9 | 79.69
GFM | 1602_CONTINGENCY | 1-A-15 |  | ROD-000001 | ROD ASSY, EXHAUST, VALVE | EACH | EACH | STK | 1 | 1 | 2018-07-16 | 606.72 | 577.87 | 606.72
GFM | 1602_CONTINGENCY | 1-A-9 |  | ROD-000002 | ROD, CONNECTING, S/N: 50900, NSN: 2990LLL503056 | EACH | EACH | STK | 1 | 1 | 2018-07-16 | 27623.28 | 26309.59 | 27623.28
GFM | 1602_CONTINGENCY | 9-A-1 |  | ROD-000007 | ROD, DOWN, GUY | EACH | EACH | STK | 38 | 38 | 2018-07-20 | 36.75 | 35 | 36.75
GFM | 1602_CONTINGENCY | YARD |  | ROD-000008 | ROD, GROUND, COPPER, 1/2" X 10', W/WIRE AND CLASP | EACH | EACH | STK | 54 | 54 | 2018-07-31 | 68.93 | 65.65 | 68.93
GFM | 1602_CONTINGENCY | 9-B-1 |  | ROD-000010 | ROD, GROUND, COPPER, 1/2" X 8' | EACH | EACH | STK | 191 | 191 | 2018-07-20 | 68.77 | 65.5 | 68.77
GFM | 1602_CONTINGENCY | 5-B-7 |  | ROD-900007 | ROD, TEST | EACH | EACH | STK | 12 | 12 | 2018-07-20 | 142.47 | 135.69 | 142.47
GFM | 1602_CONTINGENCY | 1-A-16 |  | ROLL-000003 | ROLLER, WARTSILA DIESEL | EACH | EACH | STK | 2 | 2 | 2018-07-16 | 271.74 | 258.82 | 271.74
GFM | 1602_CONTINGENCY | 1-A-9 |  | ROLL-000004 | ROLLER, WARTSILA DIESEL | EACH | EACH | STK | 2 | 2 | 2018-07-16 | 337.28 | 321.24 | 337.28
GFM | 1602_CONTINGENCY | 1-A-8 |  | ROTO-000003 | ROTOR, TURBO, WARTSILA DIESEL | EACH | EACH | STK | 1 | 1 | 2018-07-16 | 76324.81 | 72695 | 76324.81
GFM | 1602_CONTINGENCY | 1-B-15 |  | SCRA-000001 | SCRAPER, PISTON, RING, NSN: 2990LLL503077 | EACH | EACH | STK | 2 | 2 | 2018-08-16 10:41 | 32.81 | 31.25 | 32.81
GFM | 1602_CONTINGENCY | SW-F-14 |  | SCRE-000004 | SCREW, LAG, 1/4" X 3", MFG P/N: J8723 | EACH | EACH | STK | 25 | 25 | 2018-07-26 | 6.3 | 6 | 6.3
GFM | 1602_CONTINGENCY | 1-B-14 |  | SCRW-000001 | SCREW, AIR, VENT, NSN: 5305LLL503037 | EACH | EACH | STK | 3 | 3 | 2018-07-17 | 228.89 | 218 | 228.89
GFM | 1602_CONTINGENCY | 1-B-14 |  | SCRW-001670 | SCREW, M16X70, WARTSILA DIESEL | EACH | EACH | STK | 10 | 10 | 2018-07-17 | 32.15 | 30.62 | 32.15
GFM | 1602_CONTINGENCY | 5-B-11 |  | SCRW-012412 | SCREW, LAG 1/2" X 4-1/2" GALV | EACH | EACH | STK | 90 | 90 | 2018-07-20 | 0.82 | 0.78 | 0.82
GFM | 1602_CONTINGENCY | 5-B-11 |  | SCRW-058464 | SCREW, LAG 5/8" X 4" P/N LS64 | EACH | EACH | STK | 25 | 25 | 2018-07-20 | 2.05 | 1.95 | 2.05
GFM | 1602_CONTINGENCY | 1-B-14 |  | SEAL-000013 | RING, COOLING, EXHAUST VALVE HOUSING, SEALING, MFG: WARTSILA DIESEL, NSN: 5330LLL503449 | EACH | EACH | STK | 192 | 192 | 2018-07-17 | 18.18 | 17.32 | 18.18
GFM | 1602_CONTINGENCY | 1-B-14 |  | SEAL-000019 | SEAL, PUSHROD, WARTSILA DIESEL | EACH | EACH | STK | 4 | 4 | 2018-07-17 | 23.23 | 22.13 | 23.23
GFM | 1602_CONTINGENCY | 1-B-14 |  | SEAL-000021 | SEALING, RUBBER, CYLINDER HEAD5, NSN: 2815LLL503369 | EACH | EACH | STK | 63 | 63 | 2018-07-17 | 29.1 | 27.72 | 29.1
GFM | 1602_CONTINGENCY | 1-B-14 |  | SENS-000004 | SENSOR, ENG SPD PICKUP/SPD P-UP ENG OVERSPD/LUBE OIL INLET, MFG: WARTSILA DIESEL, NSN: 6615LLL503015 | EACH | EACH | STK | 3 | 3 | 2018-07-17 | 626.49 | 596.7 | 626.49
GFM | 1602_CONTINGENCY | 1-B-14 |  | SENS-000007 | SENSOR, LOAD SENSOR, MFG: WARTSILA DIESEL | EACH | EACH | STK | 1 | 1 | 2018-07-17 | 998.49 | 951 | 998.49
GFM | 1602_CONTINGENCY | 1-B-14 |  | SENS-000009 | SENSOR, SPEED PICKUP ENGINE, MFG P/N: 9711-427, MFG: WARTSILA DIESEL, NSN: 6115LLL503014 | EACH | EACH | STK | 1 | 1 | 2018-07-17 | 186.52 | 177.65 | 186.52
GFM | 1602_CONTINGENCY | 1-B-14 |  | SHAF-000009 | SHAFT, MFG: WARTSILA DIESEL, NSN: 2990LLL503063 | EACH | EACH | STK | 2 | 2 | 2018-07-17 | 141.64 | 134.9 | 141.64
GFM | 1602_CONTINGENCY | 1-B-14 |  | SHAF-000010 | SHAFT, WARTSILA DIESEL | EACH | EACH | STK | 1 | 1 | 2018-07-17 | 159.57 | 151.98 | 159.57
GFM | 1602_CONTINGENCY | 5-B-10 |  | SHIE-000001 | KIT, SHIELD, RAINPROOF (WEATHERSHIELD KIT FOR TYPE 3R TRANSFORMER), MFG P/N: 9T18Y4317G05, MFG: GE | KIT | KIT | STK | 2 | 2 | 2018-07-20 | 78.74 | 75 | 78.74
GFM | 1602_CONTINGENCY | 6-B-2 |  | SHOE-000001 | SHOE, DEADEND, #2/0, BOLTED, 09-6359-29161, HPS, DEADEND BRONZE STRAIGHTLINE, MFG P/N: BDE60N, MFG: HUBBELL POWER SYSTEMS INC | EACH | EACH | STK | 41 | 41 | 2018-05-29 11:19 | 12.6 | 12 | 12.6
GFM | 1602_CONTINGENCY | 6-B-2 |  | SHOE-000002 | SHOE, DEADEND, #4/0, .25 - .74 DIA, MFG P/N: BDE70N, HPS, MFG: HUBBELL POWER SYSTEMS INC. | EACH | EACH | STK | 8 | 8 | 2018-05-29 11:19 | 12.6 | 120 | 12.6
GFM | 1602_CONTINGENCY | 1-A-10 |  | SLEV-000007 | SLEEVE, TAPERED, MATERIAL #: 616101154-098, MFG: WARTSILA DIESEL | EACH | EACH | STK | 1 | 1 | 2018-07-16 | 537.12 | 511.58 | 537.12
GFM | 1602_CONTINGENCY | 1-B-14 |  | SLEV-000008 | SLEEVE, WARTSILA DIESEL | EACH | EACH | STK | 1 | 1 | 2018-07-17 | 95.04 | 90.52 | 95.04
GFM | 1602_CONTINGENCY | 1-B-14 |  | SLEV-000009 | SLEEVE, WARTSILA DIESEL | EACH | EACH | STK | 1 | 1 | 2018-07-17 | 102.49 | 97.62 | 102.49
GFM | 1602_CONTINGENCY | SW-E-14 |  | SLIC-000001 | SLICE, 2/0 AUTOMATIC (CIGAR) | EACH | EACH | STK | 7 | 7 | 2018-07-26 | 21 | 20 | 21
GFM | 1602_CONTINGENCY | 5-B-11 |  | SOCK-800059 | SOCKET, MALE, STANDARD SIZE, OB'S, ATTACHMENT TO BELL DEADEND INSULATOR | EACH | EACH | STK | 75 | 75 | 2018-07-20 | 13.28 | 12.65 | 13.28
GFM | 1602_CONTINGENCY | 1-B-14 |  | SPAR-000002 | SPARE PARTS, FOR FILTER #3865 020, MFG: WARTSILA DIESEL, NSN: 6115LLL503022 | EACH | EACH | STK | 2 | 2 | 2018-07-17 | 299.73 | 285.48 | 299.73
GFM | 1602_CONTINGENCY | 1-B-14 |  | SPAR-000003 | SPARE PARTS, SPARE FOR STARTING AIR VALVE, WARTSILA DIESEL | EACH | EACH | STK | 1 | 1 | 2018-07-17 | 724.31 | 689.86 | 724.31
GFM | 1602_CONTINGENCY | 1-B-14 |  | SPAR-000004 | SPARES, FOR FILTER #1321 119, AIR FILTER 15BAR, MFG: WARTSILA DIESEL, NSN: 6115LLL503026 | EACH | EACH | STK | 2 | 2 | 2018-07-17 | 251.64 | 239.67 | 251.64
GFM | 1602_CONTINGENCY | 1-A-16 |  | SPAR-800060 | KIT, SPARE PARTS, CONTROL VALVE, WARTSILA DIESEL | KIT | KIT | STK | 2 | 2 | 2018-07-16 | 95.98 | 91.42 | 95.98
GFM | 1602_CONTINGENCY | 5-B-3 |  | SPLIC-000002 | KIT, SPLICE, TRIFURCATING, TRANSITION, MFG P/N: QS-2012-3T | KIT | KIT | STK | 1 | 1 | 2018-07-20 | 1559.15 | 1485 | 1559.15
GFM | 1602_CONTINGENCY | 5-C-2 |  | SPLIC-000003 | KIT, SPLICE, W/CONNECTOR, QS-11, INLINE, MFG P/N: 5502-CI-4/0, MFG: 3M, 15KV, 4/0 AWG, CABLE, FOR TAPE, WIRE AND CABLE | KIT | KIT | STK | 73 | 73 | 2018-07-20 | 188.88 | 179.9 | 188.88
GFM | 1602_CONTINGENCY | 5-C-1 |  | SPLIC-000004 | KIT, SPLICE, W/CONNECTOR, QS-11, INLINE, MFG P/N: 5501-CI-21, MFG: 3M, 15KV, 2-1 AWG STRAND OR 1/0 SOLID CABLE INSULATOR, OD RANGE 0.637 | KIT | KIT | STK | 71 | 71 | 2018-07-20 | 163.67 | 155.89 | 163.67
GFM | 1602_CONTINGENCY | 1-B-14 |  | SPRI-000008 | SPRING, DISC, WARTSILA DIESEL | EACH | EACH | STK | 1 | 1 | 2018-07-17 | 24.86 | 23.68 | 24.86
GFM | 1602_CONTINGENCY | 1-B-14 |  | SPRI-000014 | SPRING, LOCKING, MFG: WARTSILA DIESEL, NSN:5360LLL503241 | EACH | EACH | STK | 13 | 13 | 2018-07-17 | 0.61 | 0.58 | 0.61
GFM | 1602_CONTINGENCY | 1-A-6 |  | STIC-000001 | STICK, DIP | EACH | EACH | STK | 1 | 1 | 2018-07-16 | 157.49 | 150 | 157.49
GFM | 1602_CONTINGENCY | 1-B-14 |  | STOR-000001 | SET, STORK, SPARE PARTS CHANGE-OVER VALVE, WARTSILA DIESEL | SET | SET | STK | 2 | 2 | 2018-07-17 | 123.61 | 117.73 | 123.61
GFM | 1602_CONTINGENCY | 1-B-14 |  | STOR-000002 | WASHER, FILLING, STORK, MFG: WARTSILA DIESEL, NSN: 6115LLL503050 | EACH | EACH | STK | 1 | 1 | 2018-07-17 | 34.79 | 33.14 | 34.79
GFM | 1602_CONTINGENCY | 1-B-14 |  | STUD-000004 | STUD, FOR COUNTER WEIGHT, MFG: WARTSILA DIESEL, NSN: 5307LLL503048 | EACH | EACH | STK | 2 | 2 | 2018-07-17 | 305.88 | 291.33 | 305.88
GFM | 1602_CONTINGENCY | YARD |  | SWIT-000021 | SWITCH, LOADBREAK, OVERHEAD, (W/1 BOX ACCESSORIES), AR SWITCH, CAT#: AR114SS, KV MAX: 150, IMPULSE WITHSTAND: 20KV, MFG: HUBELL POWER SYSTEMS | EACH | EACH | STK | 1 | 1 | 2018-09-17 15:41 | 5249.66 | 5000 | 5249.66
GFM | 1602_CONTINGENCY | 1-A-13 |  | SWIT-000034 | SWITCH, JACK COOLING FLOW | EACH | EACH | STK | 1 | 1 | 2018-07-16 | 528.12 | 503 | 528.12
GFM | 1602_CONTINGENCY | 1-A-10 |  | SWIT-000035 | SWITCH, MFG M/N: 1P65-30T70, MFG S/N: 806971-0-00-02, MFG: TRAFAG SWITZERLAND, P/N: 4011129 | EACH | EACH | STK | 2 | 2 | 2018-07-16 | 419.97 | 400 | 419.97
GFM | 1602_CONTINGENCY | 1-B-14 |  | SWIT-000041 | SWITCH, PRESS, FUEL CUTOFF OVERSPD ACTIVE/SFTY TRIP DVC ACTIVE/LU-, WARTSILA DIESEL | EACH | EACH | STK | 4 | 4 | 2018-07-17 | 584.73 | 556.92 | 584.73
GFM | 1602_CONTINGENCY | AWNING |  | SWIT-000047 | SWITCH W/MUFFLER, INTERRUPTING, KV NOM 14.4, CONT 600, NSN: 5930LLL503089 | EACH | EACH | STK | 2 | 2 | 2018-07-31 | 4546.21 | 4330 | 4546.21
GFM | 1602_CONTINGENCY | 4-C-15 |  | SWIT-000048 | SWITCH, M3, 600 AMP, KV NOM 14.4, KV BIL110, MFG P/N: M3D-62B, MFG: CHANCE SWITCHGEAR | EACH | EACH | STK | 45 | 45 | 2018-09-26 14:56 | 280.33 | 267 | 280.33
GFM | 1602_CONTINGENCY | 4-B-14 |  | SWIT-000048 | SWITCH, M3, 600 AMP, KV NOM 14.4, KV BIL110, MFG P/N: M3D-62B, MFG: CHANCE SWITCHGEAR | EACH | EACH | STK | 18 | 18 | 2018-09-26 14:56 | 280.33 | 267 | 280.33
GFM | 1602_CONTINGENCY | B4921-FLOOR |  | SWIT-000134 | SWITCH, AMMETER, MFG: ELECTROSWITCH | EACH | EACH | STK | 1 | 1 | 2018-04-11 09:24 | 89.24 | 89.24 | 89.24
GFM | 1602_CONTINGENCY | BW FLOOR |  | SWIT-000139 | SWITCHGEAR, S/N: 55249-01-001 MFG: POWER GRID SOLUTIONS | EACH | EACH | STK | 1 | 1 | 2018-07-23 | 16807.31 | 16807.31 | 16807.31
GFM | 1602_CONTINGENCY | BW FLOOR |  | SWIT-000140 | SWITCHGEAR, S/N: 55249-02-001 MFG: POWER GRID SOLUTIONS | EACH | EACH | STK | 1 | 1 | 2018-07-23 | 21299.97 | 21299.97 | 21299.97
GFM | 1602_CONTINGENCY | BW FLOOR |  | SWIT-000141 | SWITCHGEAR, S/N: 55249-03-001 MFG: POWER GRID SOLUTIONS | EACH | EACH | STK | 1 | 1 | 2018-07-23 | 16953.25 | 16953.25 | 16953.25
GFM | 1602_CONTINGENCY | 5-B-11 |  | TAPE-000012 | TAPE, VINYL, ELECTRICAL, MFG P/N: S18198SS | ROLL | ROLL | STK | 100 | 100 | 2018-07-20 | 3.14 | 2.99 | 3.14
GFM | 1602_CONTINGENCY | SW-E-13 |  | TAPE-000013 | TAPE, CAUTION, ELECTRIC, LINE, BELOW, 302, 3" X 1000', MFG: 3M, 055128 53461 | EACH | EACH | STK | 8 | 8 | 2018-07-26 | 14.28 | 13.6 | 14.28
GFM | 1602_CONTINGENCY | SW-E-13 |  | TAPE-000014 | TAPE, BARRICADE, (DANGER HIGH VOLTAGE-KEEP OUT), MFG P/N: Y488555 | EACH | EACH | STK | 8 | 8 | 2018-07-26 | 21.22 | 20.21 | 21.22
GFM | 1602_CONTINGENCY | SW-E-13 |  | TAPE-000015 | TAPE, CAUTION, 3" X 3000', MFG: 3M SCOTCH, 301, 055128 53460 | EACH | EACH | STK | 16 | 16 | 2018-07-26 | 12.56 | 11.96 | 12.56
GFM | 1602_CONTINGENCY | SW-A-13 |  | TAPE-900016 | TAPE, GROUNDING BRAID, SCOTCH, 25, 1/2" X 15', MFG: 3M, ZP189A | ROLL | ROLL | STK | 60 | 60 | 2018-07-25 | 52.5 | 50 | 52.5
GFM | 1602_CONTINGENCY | 1-B-14 |  | TAPR-000001 | TAPER, LOCK, SHEAVE, 4/5V7-1-2517(DODGE) 111020, 782475085071 | EACH | EACH | STK | 2 | 2 | 2018-07-17 | 262.48 | 250 | 262.48
GFM | 1602_CONTINGENCY | 1-B-14 |  | TAPR-000002 | TAPER, LOCK, BUSH 2517 X 2-1/8KW 11796 DODGE, 782475508880 | EACH | EACH | STK | 2 | 2 | 2018-07-17 | 52.5 | 50 | 52.5
GFM | 1602_CONTINGENCY | 1-B-14 |  | TAPR-000003 | TAPER, LOCK, BUSH 3535 X 2-1/2KW 117223 DODGE | EACH | EACH | STK | 2 | 2 | 2018-07-17 | 52.5 | 50 | 52.5
GFM | 1602_CONTINGENCY | 1-B-14 |  | THER-700002 | THERMOCOUPLE, CHARGING AIR TURBO OUTLET/EXHAUST GAS CYL OUTLET | EACH | EACH | STK | 2 | 2 | 2018-07-17 | 738.28 | 703.17 | 738.28
GFM | 1602_CONTINGENCY | 1-B-14 |  | THER-700003 | THERMOCOUPLE, EXH. GAS TURBO OUTLET, NSN: 6685LLL503113 | EACH | EACH | STK | 1 | 1 | 2018-07-17 | 750.56 | 714.87 | 750.56
GFM | 1602_CONTINGENCY | 1-B-14 |  | THRM-000001 | THERMOMETER, NSN: 6685LLL503008 | EACH | EACH | STK | 1 | 1 | 2018-07-17 | 63.91 | 60.87 | 63.91
GFM | 1602_CONTINGENCY | 1-A-10 |  | THRM-000002 | THERMOSTAT, INJECTOR COOLING INLET, TYPE: 471.2331 | EACH | EACH | STK | 1 | 1 | 2018-07-16 | 612.11 | 583 | 612.11
GFM | 1602_CONTINGENCY | 1-B-14 |  | THRM-000003 | THERMOMETER, LUBE OIL INLET/JACKET COOLING, NSN: 6685LLL503108 | EACH | EACH | STK | 2 | 2 | 2018-07-17 | 63.91 | 60.87 | 63.91
GFM | 1602_CONTINGENCY | B4921-FLOOR |  | TRAN-000002 | TRANSFORMER, DRY TYPE, 3 PHASE, FREQ: 60HZ, ASSY NO. 475A711YAG001R0, 480 VOLT (PRIMARY), 208/120 (SECONDARY) | EACH | EACH | STK | 1 | 1 | 2017-02-28 09:17 | 1772.39 | 1772.39 | 1772.39
GFM | 1602_CONTINGENCY | CONTAINER 12 |  | TRAN-000219 | TRANSFORMER, METERING, POLE MOUNTED, 3 PHASE, 3 WIRE, 15KV, CTR: 250:5 MFG P/N: 225-7356-421, MFG: KUHLMAN ELECTRIC CORPORATION | EACH | EACH | STK | 2 | 2 | 2018-07-30 | 18898.78 | 18000 | 18898.78
GFM | 1602_CONTINGENCY | YARD BLOCK 1 |  | TRAN-PAD07 | TRANSFORMER, PAD MOUNTED, 167KVA, 13800Y/7970 | EACH | EACH | STK | 5 | 5 | 2018-08-17 16:08 | 6547.92 | 6914.4 | 5752.9
GFM | 1602_CONTINGENCY | YARD BLOCK 1 |  | TRAN-PAD11 | TRANSFORMER, PAD MOUNTED, 112.5KVA, 24940Y/14400 | EACH | EACH | STK | 2 | 2 | 2018-01-04 13:38 | 9994.21 | 9518.91 | 9994.21
GFM | 1602_CONTINGENCY | YARD BLOCK 1 |  | TRAN-PAD12 | TRANSFORMER, PAD MOUNTED, 100KVA, 14400Y | EACH | EACH | STK | 1 | 1 | 2018-01-08 09:30 | 3985.36 | 3795.83 | 3985.36
GFM | 1602_CONTINGENCY | YARD BLOCK 1 |  | TRAN-PAD14 | TRANSFORMER, PAD MOUNTED, 100KVA, 13800Y/7970 | EACH | EACH | STK | 3 | 3 | 2018-10-16 08:04 | 4984.17 | 4813.7 | 5914.94
GFM | 1602_CONTINGENCY | YARD BLOCK 1 |  | TRAN-PAD15 | TRANSFORMER, PAD MOUNTED, 100KVA, 13800Y | EACH | EACH | STK | 5 | 5 | 2018-07-30 | 6891.23 | 6563.5 | 6891.23
GFM | 1602_CONTINGENCY | YARD BLOCK 1 |  | TRAN-PAD16 | TRANSFORMER, PAD MOUNTED, 75KVA, 13800Y/7970 | EACH | EACH | STK | 7 | 7 | 2018-10-03 | 4078.99 | 4435.25 | 5212.91
GFM | 1602_CONTINGENCY | YARD BLOCK 1 |  | TRAN-PAD17 | TRANSFORMER, PAD MOUNTED, 75KVA, 24940Y/14400 | EACH | EACH | STK | 1 | 1 | 2018-07-30 | 8991.07 | 8563.48 | 8991.07
GFM | 1602_CONTINGENCY | YARD BLOCK 1 |  | TRAN-PAD18 | TRANSFORMER, PAD MOUNTED, 75KVA, 13800Y | EACH | EACH | STK | 1 | 1 | 2018-09-17 | 5154.05 | 7985.5 | 5009.23
GFM | 1602_CONTINGENCY | YARD BLOCK 1 |  | TRAN-PAD20 | TRANSFORMER, PAD MOUNTED, 25KVA, 23900Y/13800 | EACH | EACH | STK | 1 | 1 | 2018-07-30 | 2309.85 | 2200 | 2309.85
GFM | 1602_CONTINGENCY | YARD BLOCK 1 |  | TRAN-PAD24 | TRANSFORMER, PAD MOUNTED, 50KVA, 13800Y/7970 | EACH | EACH | STK | 1 | 1 | 2018-07-30 | 4074.52 | 3880.75 | 4074.52
GFM | 1602_CONTINGENCY | B4921-YARD |  | TRAN-PAD26 | TRANSFORMER, PAD-MOUNTED, 225 KVA, HV: 13800, LV: 480Y/277) | EACH | EACH | STK | 1 | 1 | 2018-07-30 | 18639.92 | 18639.92 | 18639.92
GFM | 1602_CONTINGENCY | AWNING |  | TRAN-POLE01 | TRANSFORMER, POLE MOUNTED, 25KVA, 14400/24940Y | EACH | EACH | STK | 1 | 1 | 2018-07-31 | 4447.32 | 1822.44 | 1683.59
GFM | 1602_CONTINGENCY | 6-A-1 |  | TRAN-POLE01 | TRANSFORMER, POLE MOUNTED, 25KVA, 14400/24940Y | EACH | EACH | STK | 1 | 1 | 2018-08-17 16:03 | 4447.32 | 1822.44 | 1683.59
GFM | 1602_CONTINGENCY | 6-A-1 |  | TRAN-POLE02 | TRANSFORMER, POLE MOUNTED, 25KVA, 2400/4160Y | EACH | EACH | STK | 5 | 5 | 2018-09-17 08:19 | 1815.02 | 1957 | 2054.72
GFM | 1602_CONTINGENCY | AWNING |  | TRAN-POLE03 | TRANSFORMER, POLE MOUNTED, 37.5KVA, 14400/24940Y | EACH | EACH | STK | 10 | 10 | 2018-07-31 | 6314.99 | 6014.67 | 6314.99
GFM | 1602_CONTINGENCY | 6-A-1 |  | TRAN-POLE03 | TRANSFORMER, POLE MOUNTED, 37.5KVA, 14400/24940Y | EACH | EACH | STK | 13 | 13 | 2018-08-17 16:03 | 6314.99 | 6014.67 | 6314.99
GFM | 1602_CONTINGENCY | 6-A-1 |  | TRAN-POLE04 | TRANSFORMER, POLE MOUNTED, 37.5KVA, 2400/4160Y | EACH | EACH | STK | 13 | 13 | 2018-10-12 08:00 | 2777.07 | 3263.33 | 2777.07
GFM | 1602_CONTINGENCY | 6-A-1 |  | TRAN-POLE05 | TRANSFORMER, POLE MOUNTED, 37.5KVA, 13800/23900Y | EACH | EACH | STK | 1 | 1 | 2018-10-31 14:56 | 2127.99 | 1836.65 | 2127.99
GFM | 1602_CONTINGENCY | 5-A-1 |  | TRAN-POLE06 | TRANSFORMER, POLE MOUNTED, 50KVA, 14400/24940Y | EACH | EACH | STK | 29 | 29 | 2018-08-17 16:03 | 2886.07 | 2748.82 | 2886.07
GFM | 1602_CONTINGENCY | 4-A-1 |  | TRAN-POLE07 | TRANSFORMER, POLE MOUNTED, 50KVA, 2400/4160Y | EACH | EACH | STK | 1 | 1 | 2018-09-26 14:56 | 3796.76 | 3616.2 | 3796.76
GFM | 1602_CONTINGENCY | 5-A-1 |  | TRAN-POLE08 | TRANSFORMER, POLE MOUNTED, 50KVA, 14400 | EACH | EACH | STK | 1 | 1 | 2018-07-20 | 1499.65 | 1428.33 | 1499.65
GFM | 1602_CONTINGENCY | 4-A-1 |  | TRAN-POLE09 | TRANSFORMER, POLE MOUNTED, 75KVA, 14400/24900Y | EACH | EACH | STK | 1 | 1 | 2018-07-20 | 4034.07 | 3842.22 | 4034.07
GFM | 1602_CONTINGENCY | 4-A-1 |  | TRAN-POLE10 | TRANSFORMER, POLE MOUNTED, 75KVA, 13800/23900Y | EACH | EACH | STK | 4 | 4 | 2018-07-20 | 1463.01 | 3850 | 4042.24
GFM | 1602_CONTINGENCY | 4-A-1 |  | TRAN-POLE12 | TRANSFORMER, POLE MOUNTED, 75KVA, 14400/24940Y | EACH | EACH | STK | 8 | 8 | 2018-07-20 | 13662.22 | 13012.48 | 13662.22
GFM | 1602_CONTINGENCY | 5-A-1 |  | TRAN-POLE12 | TRANSFORMER, POLE MOUNTED, 75KVA, 14400/24940Y | EACH | EACH | STK | 7 | 7 | 2018-07-20 | 13662.22 | 13012.48 | 13662.22
GFM | 1602_CONTINGENCY | 5-A-1 |  | TRAN-POLE13 | TRANSFORMER, POLE MOUNTED, 75KVA, 2400/4160Y | EACH | EACH | STK | 2 | 2 | 2018-07-20 | 2944.07 | 2804.06 | 2944.07
GFM | 1602_CONTINGENCY | 4-A-1 |  | TRAN-POLE13 | TRANSFORMER, POLE MOUNTED, 75KVA, 2400/4160Y | EACH | EACH | STK | 3 | 3 | 2018-07-20 | 2944.07 | 2804.06 | 2944.07
GFM | 1602_CONTINGENCY | 4-A-1 |  | TRAN-POLE14 | TRANSFORMER, POLE MOUNTED, 100KVA, 14400/24940Y | EACH | EACH | STK | 1 | 1 | 2018-07-11 08:57 | 7349.52 | 16745.98 | 7349.52
GFM | 1602_CONTINGENCY | 2-A-1 |  | TRAN-POLE14 | TRANSFORMER, POLE MOUNTED, 100KVA, 14400/24940Y | EACH | EACH | STK | 20 | 20 | 2018-07-18 | 7349.52 | 16745.98 | 7349.52
GFM | 1602_CONTINGENCY | AWNING |  | TRAN-POLE14 | TRANSFORMER, POLE MOUNTED, 100KVA, 14400/24940Y | EACH | EACH | STK | 1 | 1 | 2018-11-14 09:58 | 7349.52 | 16745.98 | 7349.52
GFM | 1602_CONTINGENCY | 3-A-1 |  | TRAN-POLE14 | TRANSFORMER, POLE MOUNTED, 100KVA, 14400/24940Y | EACH | EACH | STK | 18 | 18 | 2018-11-14 09:58 | 7349.52 | 16745.98 | 7349.52
GFM | 1602_CONTINGENCY | 2-A-1 |  | TRAN-POLE15 | TRANSFORMER, POLE MOUNTED, 100KVA, 2400/4160Y | EACH | EACH | STK | 6 | 6 | 2018-07-18 | 5629.14 | 5361.43 | 5629.14
GFM | 1602_CONTINGENCY | AWNING |  | TRAN-POLE17 | TRANSFORMER, POLE MOUNTED, 100KVA, 13800 | EACH | EACH | STK | 10 | 10 | 2018-08-17 16:08 | 3251.53 | 3096.9 | 3251.53
GFM | 1602_CONTINGENCY | 6-A-1 |  | TRAN-POLE20 | TRANSFORMER,POLE MOUNTED, 37.5KVA, 13800 | EACH | EACH | STK | 6 | 6 | 2018-11-01 08:42 | 2127.99 | 1878.4 | 2127.99
GFM | 1602_CONTINGENCY | B4921-YARD | NAVFACMAR | TRANS-000231 | TRANSFORMER, PAD MOUNTED, 3 PHASE, 252kVA, 13.8kV.208V, MFG: CAT0000MP09XBPA EATON/CUTLER-HAMMER | EACH | EACH | STK | 1 | 1 | 2017-11-06 15:09 | 14069.09 | 14069.09 | 14069.09
GFM | 1602_CONTINGENCY | 1-B-14 |  | TSTA-000003 | THERMOSTAT, LUBE OIL INLET HIGH/VALVE GEAR LUBRICATION, WARTSILA DIESEL | EACH | EACH | STK | 2 | 2 | 2018-07-17 | 805.84 | 767.52 | 805.84
GFM | 1602_CONTINGENCY | W-D-1 |  | TUBI-000001 | TUBING, COPPER, 1-1/2" X 20' | LENGTH | LENGTH | STK | 1 | 1 | 2018-07-20 | 40.95 | 39 | 40.95
GFM | 1602_CONTINGENCY | YARD |  | TUBI-000002 | TUBING, COPPER, 1/2" X 20' | LENGTH | LENGTH | STK | 1 | 1 | 2018-07-31 | 36.75 | 35 | 36.75
GFM | 1602_CONTINGENCY | YARD BLOCK 19 |  | TUBI-000003 | TUBING, COPPER, 1/4" X 20' | LENGTH | LENGTH | STK | 39 | 39 | 2018-07-30 | 26.25 | 25 | 26.25
GFM | 1602_CONTINGENCY | 1-A-10 |  | VALV-000079 | VALVE, NONRETURN, MATERIAL #: 616101321-128, MFG: EISELE | EACH | EACH | STK | 1 | 1 | 2018-07-16 | 39.14 | 37.28 | 39.14
GFM | 1602_CONTINGENCY | 1-B-14 |  | VALV-000080 | VALVE, NONRETURN, MFG: WARTSILA DIESEL, NSN: 4820LLL503240 | EACH | EACH | STK | 1 | 1 | 2018-07-17 | 41.46 | 39.49 | 41.46
GFM | 1602_CONTINGENCY | 1-B-14 |  | VALV-000086 | VALVE, RED., SPARE FOR REDUCTION VALVE, WARTSILA DIESEL | EACH | EACH | STK | 2 | 2 | 2018-07-17 | 18.27 | 17.4 | 18.27
GFM | 1602_CONTINGENCY | 1-B-14 |  | VALV-000087 | VALVE, REVERSING, WARTSILA DIESEL | EACH | EACH | STK | 1 | 1 | 2018-07-17 | 521.81 | 496.99 | 521.81
GFM | 1602_CONTINGENCY | 1-B-14 |  | VALV-000088 | VALVE, SAFETY, REVERSING, MFG: WARTSILA DIESEL, 4820LLL503237 | EACH | EACH | STK | 1 | 1 | 2018-07-17 | 54.5 | 51.91 | 54.5
GFM | 1602_CONTINGENCY | 1-B-14 |  | VALV-000090 | VALVE, SAFETY, MFG: WARTSILA DIESEL, NSN: 4820LLL503239 | EACH | EACH | STK | 1 | 1 | 2018-07-17 | 144.44 | 137.57 | 144.44
GFM | 1602_CONTINGENCY | 1-A-16 |  | VALV-000104 | VALVE, CONTROL | EACH | EACH | STK | 2 | 2 | 2018-07-16 | 4.84 | 4.61 | 4.84
GFM | 1602_CONTINGENCY | 1-B-14 |  | VALV-000126 | VALVE, CHANGE-OVER, GASKET SET FOR VALVE #1321 108 | EACH | EACH | STK | 2 | 2 | 2018-07-17 | 123.92 | 118.03 | 123.92
GFM | 1602_CONTINGENCY | 1-A-12 |  | VALV-000127 | VALVE, HOUSING EXHAUST (STORK), WARTSILA DIESEL | EACH | EACH | STK | 2 | 2 | 2018-07-16 | 5590.31 | 5324.45 | 5590.31
GFM | 1602_CONTINGENCY | 1-B-16 |  | VALV-000128 | HOUSING, VALVE, STARTING AIR, WARTSILA DIESEL | EACH | EACH | STK | 2 | 2 | 2018-07-17 | 1644.62 | 1566.41 | 1644.62
GFM | 1602_CONTINGENCY | 1-A-9 |  | VALV-000129 | HOUSING, EXHAUST, VALVE, STORK WARTSILA DIESEL | EACH | EACH | STK | 2 | 2 | 2018-07-16 | 5590.31 | 5324.45 | 5590.31
GFM | 1602_CONTINGENCY | 1-B-14 |  | VALV-000136 | VALVE, EXHAUST, MFG: WARTSILA, NSN: 2990L503078 | EACH | EACH | STK | 1 | 1 | 2018-07-17 | 262.48 | 250 | 262.48
GFM | 1602_CONTINGENCY | 1-B-15 |  | VALV-000137 | VALVE, INLET, NSN: 2815LLL503372 | EACH | EACH | STK | 1 | 1 | 2018-07-17 | 157.49 | 150 | 157.49
GFM | 1602_CONTINGENCY | 1-B-16 |  | VALV-000162 | VALVE, EXHAUST, MFG P/N: 616101251, MFG: WARTSILA | EACH | EACH | STK | 4 | 4 | 2018-07-17 | 262.48 | 250 | 262.48
GFM | 1602_CONTINGENCY | YARD |  | VBRA-000001 | V-BRACE, ANGLE ARM, 60" | EACH | EACH | STK | 5 | 5 | 2018-07-31 | 32.4 | 34.2 | 35.91
GFM | 1602_CONTINGENCY | 5-B-11 |  | WASH-000005 | WASHER, FLAT, ROUND, 3/4", 2" DIAMETER GAUGE | EACH | EACH | STK | 7 | 7 | 2018-07-20 | 0.4 | 0.38 | 0.4
GFM | 1602_CONTINGENCY | 5-B-11 |  | WASH-000021 | WASHER, FLAT, SQUARE, GALV. 2" X 2" 5/8" HOLE P/N SW2-60 | EACH | EACH | STK | 13 | 13 | 2018-07-20 | 0.29 | 0.28 | 0.29
GFM | 1602_CONTINGENCY | 1-B-14 |  | WASH-000029 | WASHER, JOINT 10X - EXH VALVE HOUSING, MFG: WARTSILA DIESEL, NSN: 5310LLL503102 | EACH | EACH | STK | 900 | 900 | 2018-07-17 | 0.78 | 0.74 | 0.78
GFM | 1602_CONTINGENCY | 1-B-16 |  | WASH-000035 | WASHER, WARTSILA DIESEL | EACH | EACH | STK | 4 | 4 | 2018-07-17 | 17.15 | 16.33 | 17.15
GFM | 1602_CONTINGENCY | SW-C-14 |  | WASH-000038 | WASHER, SQUARE, FOR 5/8" BOLT | EACH | EACH | STK | 206 | 206 | 2018-08-17 16:03 | 2.62 | 2.5 | 2.62
GFM | 1602_CONTINGENCY | 1-B-14 |  | WASH-000041 | WASHER, JOINT 17X, 2150-555, NSN: 5310LLL503100 | EACH | EACH | STK | 192 | 192 | 2018-07-17 | 0.79 | 0.75 | 0.79
GFM | 1602_CONTINGENCY | SW-A-16 |  | WIRE-000002 | WIRE, #6 AWG, BLACK STRANDED, 600 VOLTS, COPPER THERMOPLASTIC, ROME XLP, POWER CABLE, 5KV, NON-SHIELDED, PAA L-824 | FOOT | FOOT | STK | 400 | 400 | 2018-07-25 | 0.26 | 0.25 | 0.26
GFM | 1602_CONTINGENCY | SW-B-15 |  | WIRE-000003 | WIRE, ELECTRICAL, #8 THWN, BLACK STRANDED, 600 VOLTS, COPPER THERMOPLASTIC, TYPE: THHN OR TWHN OR GASONLINE AND OIL RESISTANT, NSN: 6145003126111 | FOOT | FOOT | STK | 20 | 20 | 2018-07-26 | 0.15 | 0.14 | 0.15
GFM | 1602_CONTINGENCY | 1-D-13 |  | WIRE-000004 | WIRE, 2/0-7 AWG, BARE COPPER, MFG: SOUTHWIRE | FOOT | FOOT | STK | 315 | 315 | 2018-07-16 | 5.14 | 4.9 | 5.14
GFM | 1602_CONTINGENCY | YARD BLOCK 3 |  | WIRE-000005 | WIRE, #2 AWG, BARE COPPER, 1 CDR, BARE CU, SOLID, HARD DRAWN, MFG: SERVICE WIRE COMPANY | FOOT | FOOT | STK | 3000 | 3000 | 2018-07-31 | 0.88 | 0.84 | 0.88
GFM | 1602_CONTINGENCY | 5-C-7 |  | WIRE-000006 | CONNECTOR, ELECTRICAL, SPRING, WIRE NUTS, SCOTCH, #114, GRAY, ELECTRICAL, CONNECTOR, MFG P/N: 21346, MFG: 3M | BOX | BOX | STK | 3 | 3 | 2018-07-20 | 8.4 | 8 | 8.4
GFM | 1602_CONTINGENCY | 5-B-11 |  | WIRE-000007 | STAPLE, WIRE, ROLLED POINT, SIZE 3 X 1-1/16, COPPERWELD, (COPPER CLAD DIAMOND POINT STAPLE), MFG P/N: 4023602, MFG: JOSLYN MFG SUPPLY COMPANY | EACH | EACH | STK | 252 | 252 | 2018-07-20 | 0.34 | 0.32 | 0.34
GFM | 1602_CONTINGENCY | BW FLOOR |  | WIRE-000008 | WIRE, #1/0, 19/W, BARE, STANDARD, COPPER, SD-BC, MFG: OMNI CABLE | EACH | EACH | STK | 1250 | 1250 | 2018-07-23 | 1.99 | 1.9 | 1.99
GFM | 1602_CONTINGENCY | BW FLOOR |  | WIRE-000009 | WIRE, #2/0, STANDARD, BARE, COPPER, MFG: OMNI CABLE | FOOT | FOOT | STK | 6300 | 6300 | 2018-07-23 | 3.08 | 2.93 | 3.08
GFM | 1602_CONTINGENCY | B4921-1-B-12 |  | WIRE-000011 | WIRE, 2/0 AWG, BARE COPPER, STR, HARD DRAWN, MFG: NEHRING ELECTRICAL WORKS COMPANY | FOOT | FOOT | STK | 2500 | 2500 | 2018-07-30 | 2.74 | 2.61 | 2.74
GFM | 1602_CONTINGENCY | SW-B-15 |  | WIRE-000015 | WIRE, COPPER, #8 (STR), SOLID, SOFT DRAWN, BC, #86, MFG P/N: 010801, MFG: OMNI CABLE | FOOT | FOOT | STK | 250 | 250 | 2018-07-26 | 2.81 | 2.68 | 2.81
GFM | 1602_CONTINGENCY | B.4921 |  | WIRE-000017 | CABLE, 4/0 AWG, QUADRAPLEX, 3CDRS, 600V, XHHW-2, CU, SE, WITH 4/0 HARD DRAWN BARE CU, QUAD600V4/0COP, MFG: SERVICE WIRE COMPANY | FOOT | FOOT | STK | 98 | 98 | 2018-10-09 15:07 | 25.36 | 16.95 | 6.81
GFM | 1602_CONTINGENCY | 3-B-12 |  | WIRE-000017 | CABLE, 4/0 AWG, QUADRAPLEX, 3CDRS, 600V, XHHW-2, CU, SE, WITH 4/0 HARD DRAWN BARE CU, QUAD600V4/0COP, MFG: SERVICE WIRE COMPANY | FOOT | FOOT | STK | 500 | 500 | 2018-07-19 | 25.36 | 16.95 | 6.81
GFM | 1602_CONTINGENCY | 2-C-11 |  | WIRE-000017 | CABLE, 4/0 AWG, QUADRAPLEX, 3CDRS, 600V, XHHW-2, CU, SE, WITH 4/0 HARD DRAWN BARE CU, QUAD600V4/0COP, MFG: SERVICE WIRE COMPANY | FOOT | FOOT | STK | 515 | 515 | 2018-07-18 | 25.36 | 16.95 | 6.81
GFM | 1602_CONTINGENCY | 2-C-10 |  | WIRE-000017 | CABLE, 4/0 AWG, QUADRAPLEX, 3CDRS, 600V, XHHW-2, CU, SE, WITH 4/0 HARD DRAWN BARE CU, QUAD600V4/0COP, MFG: SERVICE WIRE COMPANY | FOOT | FOOT | STK | 519 | 519 | 2018-07-18 | 25.36 | 16.95 | 6.81
GFM | 1602_CONTINGENCY | 2-C-9 |  | WIRE-000017 | CABLE, 4/0 AWG, QUADRAPLEX, 3CDRS, 600V, XHHW-2, CU, SE, WITH 4/0 HARD DRAWN BARE CU, QUAD600V4/0COP, MFG: SERVICE WIRE COMPANY | FOOT | FOOT | STK | 525 | 525 | 2018-07-18 | 25.36 | 16.95 | 6.81
GFM | 1602_CONTINGENCY | 2-C-8 |  | WIRE-000017 | CABLE, 4/0 AWG, QUADRAPLEX, 3CDRS, 600V, XHHW-2, CU, SE, WITH 4/0 HARD DRAWN BARE CU, QUAD600V4/0COP, MFG: SERVICE WIRE COMPANY | FOOT | FOOT | STK | 517 | 517 | 2018-08-17 16:08 | 25.36 | 16.95 | 6.81
GFM | 1602_CONTINGENCY | YARD BLOCK 3 |  | WIRE-000017 | CABLE, 4/0 AWG, QUADRAPLEX, 3CDRS, 600V, XHHW-2, CU, SE, WITH 4/0 HARD DRAWN BARE CU, QUAD600V4/0COP, MFG: SERVICE WIRE COMPANY | FOOT | FOOT | STK | 3050 | 3050 | 2018-07-31 | 25.36 | 16.95 | 6.81
GFM | 1602_CONTINGENCY | 3-B-15 |  | WIRE-000019 | CABLE, 2/0 AWG, QUADRAPLEX, 3CDRS, 600V, XHHW-2, CU, SE, WITH 2/0 HARD DRAWN BARE CU, QUAD600V2/0COP, MFG: SERVICE WIRE COMPANY | FOOT | FOOT | STK | 500 | 500 | 2018-07-19 | 24.62 | 9.92 | 10.42
GFM | 1602_CONTINGENCY | 2-C-12 |  | WIRE-000019 | CABLE, 2/0 AWG, QUADRAPLEX, 3CDRS, 600V, XHHW-2, CU, SE, WITH 2/0 HARD DRAWN BARE CU, QUAD600V2/0COP, MFG: SERVICE WIRE COMPANY | FOOT | FOOT | STK | 515 | 515 | 2018-07-18 | 24.62 | 9.92 | 10.42
GFM | 1602_CONTINGENCY | 3-B-4 |  | WIRE-000019 | CABLE, 2/0 AWG, QUADRAPLEX, 3CDRS, 600V, XHHW-2, CU, SE, WITH 2/0 HARD DRAWN BARE CU, QUAD600V2/0COP, MFG: SERVICE WIRE COMPANY | FOOT | FOOT | STK | 515 | 515 | 2018-07-19 | 24.62 | 9.92 | 10.42
GFM | 1602_CONTINGENCY | 2-B-14 |  | WIRE-000019 | CABLE, 2/0 AWG, QUADRAPLEX, 3CDRS, 600V, XHHW-2, CU, SE, WITH 2/0 HARD DRAWN BARE CU, QUAD600V2/0COP, MFG: SERVICE WIRE COMPANY | FOOT | FOOT | STK | 515 | 515 | 2018-07-18 | 24.62 | 9.92 | 10.42
GFM | 1602_CONTINGENCY | 2-C-14 |  | WIRE-000019 | CABLE, 2/0 AWG, QUADRAPLEX, 3CDRS, 600V, XHHW-2, CU, SE, WITH 2/0 HARD DRAWN BARE CU, QUAD600V2/0COP, MFG: SERVICE WIRE COMPANY | FOOT | FOOT | STK | 518 | 518 | 2018-07-18 | 24.62 | 9.92 | 10.42
GFM | 1602_CONTINGENCY | 2-C-13 |  | WIRE-000019 | CABLE, 2/0 AWG, QUADRAPLEX, 3CDRS, 600V, XHHW-2, CU, SE, WITH 2/0 HARD DRAWN BARE CU, QUAD600V2/0COP, MFG: SERVICE WIRE COMPANY | FOOT | FOOT | STK | 516 | 516 | 2018-07-18 | 24.62 | 9.92 | 10.42
GFM | 1602_CONTINGENCY | YARD BLOCK 3 |  | WIRE-000019 | CABLE, 2/0 AWG, QUADRAPLEX, 3CDRS, 600V, XHHW-2, CU, SE, WITH 2/0 HARD DRAWN BARE CU, QUAD600V2/0COP, MFG: SERVICE WIRE COMPANY | FOOT | FOOT | STK | 2010 | 2010 | 2018-07-31 | 24.62 | 9.92 | 10.42
CAM | 1602_CONTINGENCY | 1-C-9 |  | WIRE-000019 | CABLE, 2/0 AWG, QUADRAPLEX, 3CDRS, 600V, XHHW-2, CU, SE, WITH 2/0 HARD DRAWN BARE CU, QUAD600V2/0COP, MFG: SERVICE WIRE COMPANY | FOOT | FOOT | STK | 515 | 515 | 2017-07-26 | 24.62 | 9.92 | 10.42
GFM | 1602_CONTINGENCY | 3-C-7 |  | WIRE-000022 | WIRE, COPPER, 2/0, TRYPLEX 500, MFG: WESCO | FOOT | FOOT | STK | 500 | 500 | 2018-07-19 | 6.12 | 5.83 | 6.12
GFM | 1602_CONTINGENCY | 3-C-7 |  | WIRE-000025 | WIRE, COPPER, 4/0, TRYPLEX 500, MFG: WESCO | FOOT | FOOT | STK | 500 | 500 | 2018-07-19 | 18.78 | 17.89 | 18.78
GFM | 1602_CONTINGENCY | SW-A-16 |  | WIRE-000026 | WIRE, ELECTRICAL, #8 AWG,VW-1600 VOLTS, WHITE COLOR, NSN: 6145003126112 | FOOT | FOOT | STK | 1500 | 1500 | 2018-07-25 | 0.26 | 0.25 | 0.26
GFM | 1602_CONTINGENCY | 3-C-11 |  | WIRE-000028 | CABLE, 350-37 KCMIL, CU, THHN-THWN-2, MTW, BLACK, FOR CT USE, 600V, MFG: SOUTHWIRE | FOOT | FOOT | STK | 1000 | 1000 | 2018-07-19 | 4.67 | 5.28 | 5.98
GFM | 1602_CONTINGENCY | 3-C-12 |  | WIRE-000028 | CABLE, 350-37 KCMIL, CU, THHN-THWN-2, MTW, BLACK, FOR CT USE, 600V, MFG: SOUTHWIRE | FOOT | FOOT | STK | 1000 | 1000 | 2018-07-19 | 4.67 | 5.28 | 5.98
GFM | 1602_CONTINGENCY | YARD BLOCK 3 |  | WIRE-000028 | CABLE, 350-37 KCMIL, CU, THHN-THWN-2, MTW, BLACK, FOR CT USE, 600V, MFG: SOUTHWIRE | FOOT | FOOT | STK | 2000 | 2000 | 2018-07-31 | 4.67 | 5.28 | 5.98
GFM | 1602_CONTINGENCY | 6-C-12 |  | WIRE-000029 | WIRE, CABLE, #4 (STR), SOFT DRAWN, BC, #71, MFG P/N: M702-ST, MFG: OMNI CABLE | FOOT | FOOT | STK | 250 | 250 | 2019-02-21 14:31 | 4.09 | 3.9 | 4.09
GFM | 1602_CONTINGENCY | 3-C-3 |  | WIRE-000031 | WIRE, CABLE, 15KV, EP/PVC, 220M, #93, MFG P/N: MVE-335001, MFG: OMNI CABLE | FOOT | FOOT | STK | 375 | 375 | 2018-09-26 14:56 | 1.99 | 1.9 | 1.99
GFM | 1602_CONTINGENCY | 3-C-15 |  | WIRE-000032 | WIRE, CABLE, #500, 37 (STR), BC, XHHW, 2-600V, MFG P/N: M7500 ST-01, MFG: OMNI CABLE | FOOT | FOOT | STK | 250 | 250 | 2018-09-26 14:56 | 1.84 | 1.75 | 1.84
GFM | 1602_CONTINGENCY | 3-C-4 |  | WIRE-000033 | WIRE, CABLE, #350, BC, XHHW-2, 600V, #92, MFG P/N: M7350-8T, MFG: OMNI CABLE | FOOT | FOOT | STK | 375 | 375 | 2018-07-19 | 3.04 | 2.9 | 3.04
GFM | 1602_CONTINGENCY | 3-C-4 |  | WIRE-000034 | WIRE, CABLE, 500 MCM, 15KV EP/PVC, 220M, MFG: OMNI CABLE | FOOT | FOOT | STK | 375 | 375 | 2018-07-19 | 5.25 | 5 | 5.25
GFM | 1602_CONTINGENCY | 3-C-16 |  | WIRE-000035 | WIRE, MES 3/8 CUMELD, MFG: SERVICE WIRE COMPANY | FOOT | FOOT | STK | 750 | 750 | 2018-07-19 | 2.36 | 2.25 | 2.36
GFM | 1602_CONTINGENCY | 3-B-17 |  | WIRE-000037 | WIRE, 1/0, TRIPLEX, ITEM #68 | FOOT | FOOT | STK | 500 | 500 | 2018-07-19 | 5.25 | 5 | 5.25
GFM | 1602_CONTINGENCY | 6-C-12 |  | WIRE-000042 | WIRE, 3/16, SOLID, COPPER, MFG: SERVICE WIRE COMPANY | REEL | REEL | STK | 1 | 1 | 2019-02-21 14:31 | 262.48 | 256.24 | 262.48
GFM | 1602_CONTINGENCY | 3-B-18 |  | WIRE-000043 | WIRE, ELECTRICAL, CABLE, #003, 662, 1999611 | FOOT | FOOT | STK | 100 | 100 | 2018-07-17 | 7.35 | 7 | 7.35
GFM | 1602_CONTINGENCY | 3-B-14 |  | WIRE-000043 | WIRE, ELECTRICAL, CABLE, #003, 662, 1999611 | FOOT | FOOT | STK | 1000 | 1000 | 2018-07-19 | 7.35 | 7 | 7.35
GFM | 1602_CONTINGENCY | YARD BLOCK 8 |  | WIRE-000044 | WIRE, GUY, 5/8" | EACH | EACH | STK | 244 | 244 | 2018-07-27 | 3.67 | 3.5 | 3.67
GFM | 1602_CONTINGENCY | YARD BLOCK 8 |  | WIRE-000045 | WIRE, GUY, 3/8" | EACH | EACH | STK | 2712 | 2712 | 2018-07-27 | 2.62 | 2.5 | 2.62
GFM | 1602_CONTINGENCY | AWNING |  | WIRE-000046 | WIRE, COPPER, WELD, 2/0, MFG: SERVICE WIRE COMPANY | REEL | REEL | STK | 6 | 6 | 2018-08-17 16:03 | 2624.83 | 2500 | 2624.83
GFM | 1602_CONTINGENCY | AWNING |  | WIRE-000047 | WIRE, CABLE, 6 AWG, 600V, UL-E105668, MFG: SERVICE WIRE COMPANY | REEL | REEL | STK | 2 | 2 | 2018-04-04 | 2624.83 | 2500 | 2624.83
GFM | 1602_CONTINGENCY | B4921-FLOOR |  | WIRE-000048 | WIRE, 1/0, 500KCMIL, COMPACT CU, 220MILS, EPR, 15KV, 133% INSUL LEVEL, TYPE MV105, MFG: BRAND GENERAL CABLE | REEL | FEET | STK | 13062 | 13062 | 2018-07-30 | 19.01 | 18.11 | 19.01
GFM | 1602_CONTINGENCY | YARD BLOCK 3 |  | WIRE-000054 | WIRE, SHIELDED COPPER, CABLE, 2 AWG, TYPE MV90, 220MILS, XLPE, 15KV, MFG: AIW CORP | REEL | REEL | STK | 1 | 1 | 2018-07-31 | 2624.83 | 2500 | 2624.83
GFM | 1602_CONTINGENCY | 3-C-18 |  | WIRE-000061 | CABLE, #1/0 AWG, TYPE: MV-90, 250, CU, 15KV, TR-XLPE, 133%, CTS, MFG: CME WIRE AND CABLE | REEL | FOOT | STK | 155 | 155 | 2018-09-26 14:56 | 3.65 | 3.65 | 3.83
GFM | 1602_CONTINGENCY | 2-B-17 |  | WIRE-000061 | CABLE, #1/0 AWG, TYPE: MV-90, 250, CU, 15KV, TR-XLPE, 133%, CTS, MFG: CME WIRE AND CABLE | REEL | FOOT | STK | 520 | 520 | 2016-10-10 | 3.65 | 3.65 | 3.83
GFM | 1602_CONTINGENCY | 3-B-1 |  | WIRE-000061 | CABLE, #1/0 AWG, TYPE: MV-90, 250, CU, 15KV, TR-XLPE, 133%, CTS, MFG: CME WIRE AND CABLE | REEL | FOOT | STK | 1040 | 1040 | 2018-09-24 09:13 | 3.65 | 3.65 | 3.83
GFM | 1602_CONTINGENCY | YARD BLOCK 3 |  | WIRE-000069 | WIRE, COPPER, CABLE, 15KV, 500KCM, TYPE MV90, E100424 | REEL | REEL | STK | 1 | 1 | 2018-07-31 | 3674.76 | 3500 | 3674.76
GFM | 1602_CONTINGENCY | 3-C-13 |  | WIRE-000076 | WIRE, CABLE, #4 THW, 600VOLT | FOOT | FOOT | STK | 2000 | 2000 | 2018-11-14 09:58 | 1.31 | 1.25 | 1.31
GFM | 1602_CONTINGENCY | 3-C-17 |  | WIRE-000077 | WIRE, #8 DUPLEX, COPPER | FOOT | FOOT | STK | 500 | 500 | 2018-09-26 14:56 | 2.81 | 2.68 | 2.81
GFM | 1602_CONTINGENCY | AWNING |  | WIRE-000079 | WIRE, CABLE, COPPER, 1/0 AWG, XHHW-2, MFG: SERVICE WIRE COMPANY | REEL | REEL | STK | 1 | 1 | 2018-04-04 | 3674.76 | 3500 | 3674.76
GFM | 1602_CONTINGENCY | 6-B-17 |  | WIRE-800075 | WIRE, EHS, GUY, 1/2", (7 NO. 6), MFG: WESTERN STATE ELECTRIC | FOOT | FOOT | STK | 1500 | 1500 | 2018-07-24 | 1 | 0.95 | 1
GFM | 1602_CONTINGENCY | 3-C-13 |  | WIRE-900000 | WIRE, THHN, #2 STR AWG, INSULATED, 600 VOLT COPPER | FOOT | FOOT | STK | 2000 | 2000 | 2018-11-14 09:58 | 1.57 | 1.5 | 1.57
775353.77

## 1604000 GFM
FURNISHED | STOREROOM | BINNUM | ITEMNUM | DESCRIPTION | ORDERUNIT | ISSUEUNIT | CATEGORY | CURBAL | PHYSCNT | PHYSCNTDATE | STDCOST | AVGCOST | LASTCOST
GFM | 1605_CONTINGENCY | SW-B-01 | ALTE-000001 | ALTENATOR, 120AC, 50/60HZ, MFG P/N: A311XBXP120 | EACH | EACH | STK | 1 | 1 | 2018-07-25 | 405.69 | 386.4 | 405.69
GFM | 1605_CONTINGENCY | SW-B-01 | ALTE-800002 | ALTENATOR, MECHANICAL, MFG P/N: 9038AG1 | EACH | EACH | STK | 1 | 1 | 2018-07-25 | 167.85 | 159.87 | 167.85
GFM | 1605_CONTINGENCY | 4-B-17 | AMME-000002 | AMMETER, AC, MFG P/N: 105131LSSC, MFG: DAE INSTRUMENTS & SERVICE INC, 400AAC | EACH | EACH | STK | 1 | 1 | 2018-07-20 | 186.66 | 177.78 | 186.66
GFM | 1605_CONTINGENCY | 4-B-17 | AMME-000004 | AMMETER, MFG P/N: 250340LSSN, MFG: YOKOGAWA, RANGE: 0-5AAC, SCALE: 0-800AAC, AC AMPERES 800, PANEL METER | EACH | EACH | STK | 1 | 1 | 2018-07-20 | 157.16 | 149.69 | 157.16
GFM | 1605_CONTINGENCY | YARD | BAR-000006 | BAR, 3-1/2" X 20', SOLID | EACH | EACH | STK | 1 | 1 | 2018-07-31 | 183.74 | 175 | 183.74
GFM | 1605_CONTINGENCY | 4-B-17 | BEAR-000001 | BEARING, INBOARD/OUTBOARD, MFG P/N: 6316C3, 3-026-2, MFG: KOYO | EACH | EACH | STK | 4 | 4 | 2018-07-20 | 465.1 | 160 | 465.1
GFM | 1605_CONTINGENCY | 4-B-17 | BEAR-000018 | SEAL, BEARING, MFG P/N: 3-177-9 | EACH | EACH | STK | 4 | 4 | 2018-07-20 | 49.17 | 46.83 | 49.17
GFM | 1605_CONTINGENCY | SW-D-01 | BEAR-000035 | BEARING, LOCK NUT, P/N BC-300504 | EACH | EACH | STK | 4 | 4 | 2018-07-26 | 9.77 | 9.31 | 9.77
GFM | 1605_CONTINGENCY | SW-D-09 | BEAR-000036 | BEARING, LOCK WASHER, P/N BC-300404 | EACH | EACH | STK | 4 | 4 | 2018-07-26 | 1.67 | 1.59 | 1.67
GFM | 1605_CONTINGENCY | SW-D-01 | BEAR-000039 | BEARING, OPPOSITE DRIVE END, P/N BC-300805 | EACH | EACH | STK | 4 | 4 | 2018-07-26 | 96.85 | 92.24 | 96.85
GFM | 1605_CONTINGENCY | SW-D-01 | BEAR-000042 | BEARING, SKF, SPHERICAL ROLLER, MFG P/N: 23936CC1W33 | EACH | EACH | STK | 1 | 1 | 2018-07-26 | 2561.83 | 2440 | 2561.83
GFM | 1605_CONTINGENCY | SW-D-01 | BEAR-000071 | BEARING, SPECIAL, THRUST, MFG P/N: 29414E | EACH | EACH | STK | 1 | 1 | 2018-07-26 | 72.12 | 68.69 | 72.12
GFM | 1605_CONTINGENCY | CONTAINER 25 | BOTT-000004 | BOWL ASSY, (VERTICAL TURBINE), M/N: SK16C-1, MFG: SIMFLO PUMPS, 22GPM @ 30.2TDH, IMPELLER DIAMETER: 12.437, L- 1-3/16X2 | EACH | EACH | STK | 1 | 1 | 2018-08-16 16:28 | 1004.78 | 957 | 1004.78
GFM | 1605_CONTINGENCY | SW-B-02 | BREA-000001 | BREAKER, CIRCUIT, INDUSTRIAL, 600VAC-250VDC, 60A-3 POLE, MFG P/N: HFD3060L (HFD65K), MFG: CUTLER HAMMER, STYLE #: 6639C98G92 | EACH | EACH | STK | 1 | 1 | 2018-07-25 | 631.83 | 601.78 | 631.83
GFM | 1605_CONTINGENCY | 6-B-7 | BUTR-000001 | VALVE, BUTTERFLY, MFG P/N: 6RL2, MFG: DELTA | EACH | EACH | STK | 3 | 3 | 2018-07-23 | 367.48 | 350 | 367.48
GFM | 1605_CONTINGENCY | SW-D-02 | CIRC-000008 | BREAKER, CIRCUIT, MFG P/N: EDB23B100, MFG: SIEMENS, 100A, 3P, 240V | EACH | EACH | STK | 1 | 1 | 2018-07-26 | 234.13 | 223 | 234.13
GFM | 1605_CONTINGENCY | 4-B-17 | CIRC-000016 | BREAKER, INDUSTRIAL, CIRCUIT, 15A, 3P, 480VAC, STYLE #: 6638C94G84, MFG P/N: EHD3015L, MFG: CUTLER HAMMER | EACH | EACH | STK | 1 | 1 | 2018-07-20 | 415.08 | 165 | 415.08
GFM | 1605_CONTINGENCY | SW-D-02 | CIRC-000017 | PROTECTOR, MOTOR, CIRCUIT, SERIES C, 600VAC-250VDC, STYLE #: 6601C87G07, 15A-3 POLE, MFG P/N: HMCP015E0C, MFG: CUTLER HAMMER | EACH | EACH | STK | 1 | 1 | 2018-07-26 | 974.99 | 928.62 | 974.99
GFM | 1605_CONTINGENCY | SW-D-02 | CIRC-000019 | BREAKER, MOLDED CASE, CIRCUIT, 200A, 240V, 10KA, 3P, MFG P/N: QJ23B200, MFG: SIEMENS | EACH | EACH | STK | 1 | 1 | 2018-07-26 | 401.6 | 382.5 | 401.6
GFM | 1605_CONTINGENCY | 4-B-17 | CIRC-000020 | BREAKER, CIRCUIT, 200A, 3P, 600VAC, STYLE: 1481D87G18, MFG P/N: JDB3200W, MFG: CUTLER HAMMER | EACH | EACH | STK | 1 | 1 | 2018-07-20 | 1948.71 | 1856.03 | 1948.71
GFM | 1605_CONTINGENCY | SW-D-02 | CIRC-000029 | BREAKER, CIRCUIT, MOLDED CASE, MFG P/N: ED43B030L, MFG: SIEMENS, 30A, 480V, 3P | EACH | EACH | STK | 1 | 1 | 2018-07-26 | 460.61 | 438.7 | 460.61
GFM | 1605_CONTINGENCY | SW-C-03 | CIRC-000030 | PROTECTOR, MOTOR, CIRCUIT, MFG: CUTLER HAMMER, MFG P/N: HMCP030H1C, SERIES C, STYLE: 6601C87G07, 60/75 C WIRE, 30A, 600VAC, 3P | EACH | EACH | STK | 1 | 1 | 2018-09-26 14:56 | 1638.62 | 1560.69 | 1638.62
GFM | 1605_CONTINGENCY | SW-D-02 | CIRC-000030 | PROTECTOR, MOTOR, CIRCUIT, MFG: CUTLER HAMMER, MFG P/N: HMCP030H1C, SERIES C, STYLE: 6601C87G07, 60/75 C WIRE, 30A, 600VAC, 3P | EACH | EACH | STK | 1 | 1 | 2018-07-17 | 1638.62 | 1560.69 | 1638.62
GFM | 1605_CONTINGENCY | SW-D-02 | CIRC-000034 | BREAKER, CIRCUIT, MFG P/N: KD3400F, MFG: CUTLER HAMMER, 400AMP, 600V, 3PL, 3PH, STYLE: 6642C75G10 | EACH | EACH | STK | 1 | 1 | 2018-07-26 | 2392.43 | 2278.65 | 2392.43
GFM | 1605_CONTINGENCY | SW-D-02 | CIRC-000035 | BREAKER, CIRCUIT, MFG P/N: TED136040WL, 40A, 600V, 3P | EACH | EACH | STK | 1 | 1 | 2018-07-26 | 524.7 | 499.75 | 524.7
GFM | 1605_CONTINGENCY | 4-B-17 | CIRC-000037 | TRIP UNIT, THERMAL, MAGNETIC, MFG P/N: LT3600T, MFG: CUTLER HAMMER, 600A, 3 POLES, 600VAC, 250VDC, STYLE: 1493D91G01 | EACH | EACH | STK | 1 | 1 | 2018-07-20 | 1434.61 | 1366.38 | 1434.61
GFM | 1605_CONTINGENCY | 4-B-17 | CIRC-000038 | BREAKER, CIRCUIT, INDUSTRIAL, 60A, 3 POLES, 480VAC, STYLE: 6638C94G92, MFG P/N: EHD3060L, MFG: CUTLER HAMMER | EACH | EACH | STK | 1 | 1 | 2018-07-20 | 444.49 | 423.35 | 444.49
GFM | 1605_CONTINGENCY | SW-D-02 | CIRC-000040 | BREAKER, CIRCUIT, 60A, 600V, 250V, 3PH, 50/60HZ, MFG P/N: FAL36060, MFG: SQUARE-D | EACH | EACH | STK | 1 | 1 | 2018-07-26 | 582.87 | 555.15 | 582.87
GFM | 1605_CONTINGENCY | 4-B-17 | CIRC-000041 | BREAKER, CIRCUIT, INDUSTRIAL, MFG P/N: EHD2070, MFG: CUTLER HAMMER, 70A, 480VAC, 2 POLES, STYLE: 6638C89G93 | EACH | EACH | STK | 1 | 1 | 2018-07-20 | 444.38 | 423.25 | 444.38
GFM | 1605_CONTINGENCY | SW-D-02 | CIRC-000045 | PROTECTOR, MOTOR, CIRCUIT, MFG P/N: HMCP007C0C, MFG: CUTLER HAMMER, 7A, 600VAC, 3 POLE, 250VDC | EACH | EACH | STK | 4 | 4 | 2018-04-30 | 970.73 | 924.56 | 970.73
GFM | 1605_CONTINGENCY | 4-B-17 | CIRC-000050 | BREAKER, CIRCUIT, INDUSTRIAL, MFG P/N: FDB3150L, MFG: CUTLER HAMMER, 150A, 600VAC, 3 POLES, STYLE: 6638G31G99 | EACH | EACH | STK | 1 | 1 | 2018-07-20 | 1277.7 | 1216.94 | 1277.7
GFM | 1605_CONTINGENCY | SW-A-03 | CIRC-000051 | BREAKER, CIRCUIT, MFG P/N: TQD32200, MFG: GE, M/N: 2, 200A, 3P, 240V | EACH | EACH | STK | 1 | 1 | 2018-07-25 | 424.44 | 404.25 | 424.44
GFM | 1605_CONTINGENCY | 4-B-17 | CIRC-000060 | BREAKER, INDUSTRIAL, CIRCUIT, 15A, 3P, 600VAC, STYLE #: 6639C82G84, MFG P/N: FD3015, MFG: CUTLER HAMMER | EACH | EACH | STK | 1 | 1 | 2018-07-20 | 2027.27 | 1106.43 | 2027.27
GFM | 1605_CONTINGENCY | SW-C-14 | CIRC-000060 | BREAKER, INDUSTRIAL, CIRCUIT, 15A, 3P, 600VAC, STYLE #: 6639C82G84, MFG P/N: FD3015, MFG: CUTLER HAMMER | EACH | EACH | STK | 1 | 1 | 2018-04-30 | 2027.27 | 1106.43 | 2027.27
GFM | 1605_CONTINGENCY | SW-A-03 | CIRC-000061 | BREAKER, CIRCUIT, MFG P/N: HJD3250F, MFG: CUTLER HAMMER, STYLE 1491D82G03, 250A, 600V, 3P | EACH | EACH | STK | 1 | 1 | 2018-07-25 | 260.16 | 247.79 | 260.16
GFM | 1605_CONTINGENCY | SW-A-03 | CIRC-000064 | PROTECTOR, MOTOR, CIRCUIT, MFG: CUTLER HAMMER, MFG P/N: HMCP003A0C, STYLE 6601C87G01, 60/75 C WIRE, STYLE 6630C8G03, 3A, 3P, 600V | EACH | EACH | STK | 1 | 1 | 2018-07-25 | 974.99 | 928.62 | 974.99
GFM | 1605_CONTINGENCY | 5-C-11 | CIRC-000064 | PROTECTOR, MOTOR, CIRCUIT, MFG: CUTLER HAMMER, MFG P/N: HMCP003A0C, STYLE 6601C87G01, 60/75 C WIRE, STYLE 6630C8G03, 3A, 3P, 600V | EACH | EACH | STK | 2 | 2 | 2018-07-20 | 974.99 | 928.62 | 974.99
GFM | 1605_CONTINGENCY | 5-C-11 | CIRC-000069 | BREAKER, CIRCUIT, MFG P/N: HFD3015L, MFG: CUTLER HAMMER, STYLE 6639C98G84, 15A, 3P, 600V | EACH | EACH | STK | 2 | 2 | 2018-07-20 | 878.5 | 836.72 | 878.5
GFM | 1605_CONTINGENCY | 5-C-11 | CIRC-000070 | BREAKER,CIRCUIT, INDUSTRIAL, MFG: CUTLER HAMMER, MFG P/N: HFD3020L, STYLE 6639C98G85, 60/75 WIRE-CU/AL, 20A, 3P, 600V | EACH | EACH | STK | 1 | 1 | 2018-07-20 | 878.5 | 836.72 | 878.5
GFM | 1605_CONTINGENCY | 5-C-11 | CIRC-000071 | BREAKER, CIRCUIT, MFG P/N: HFD3080L, MFG: CUTLER HAMMER, STYLE: 6639C98G94, 80A, 3P, 600V | EACH | EACH | STK | 1 | 1 | 2018-07-20 | 1074.63 | 1023.52 | 1074.63
GFM | 1605_CONTINGENCY | SW-A-03 | CIRC-000073 | BREAKER, CIRCUIT, INDUSTRIAL, MFG P/N: FD3050, MFG: CUTLER HAMMER, STYLE: 6639C82G91, 50A, 3 POLES, 600VAC | EACH | EACH | STK | 1 | 1 | 2018-07-25 | 2027.27 | 1930.86 | 2027.27
GFM | 1605_CONTINGENCY | 4-B-17 | CIRC-000073 | BREAKER, CIRCUIT, INDUSTRIAL, MFG P/N: FD3050, MFG: CUTLER HAMMER, STYLE: 6639C82G91, 50A, 3 POLES, 600VAC | EACH | EACH | STK | 1 | 1 | 2018-07-20 | 2027.27 | 1930.86 | 2027.27
GFM | 1605_CONTINGENCY | SW-A-03 | CIRC-000077 | BREAKER, CIRCUIT, 250 AMPS, 100KA @480V, MFG P/N: 1406K0D3D25 | EACH | EACH | STK | 3 | 3 | 2018-07-25 | 2916.38 | 2777.68 | 2916.38
GFM | 1605_CONTINGENCY | SW-A-03 | CIRC-000078 | BREAKER, CIRCUIT, 400 AMPS, 65KA @ 480V, MFG P/N: 140UK6D3D40 | EACH | EACH | STK | 1 | 1 | 2018-07-25 | 3910.7 | 3724.72 | 3910.7
GFM | 1605_CONTINGENCY | SW-A-03 | CIRC-000083 | BREAKER, CIRCUIT, INDUSTRIAL, MFG P/N: FD3020, MFG: CUTLER HAMMER, 20A, 3 POLES, 600VAC, STYLE: 6639C82G85 | EACH | EACH | STK | 1 | 1 | 2018-07-25 | 1351.51 | 1287.24 | 1351.51
GFM | 1605_CONTINGENCY | 4-B-17 | CIRC-000083 | BREAKER, CIRCUIT, INDUSTRIAL, MFG P/N: FD3020, MFG: CUTLER HAMMER, 20A, 3 POLES, 600VAC, STYLE: 6639C82G85 | EACH | EACH | STK | 1 | 1 | 2018-07-20 | 1351.51 | 1287.24 | 1351.51
GFM | 1605_CONTINGENCY | 6-C-17 | CLAM-000059 | CLAMP, FULL, CIRCLE NOMINAL SIZE: 4, O.D.RANGE: 4.74 - 5.57, 10 WIDTH, MFG P/N: 227000480100001, MFG: SMITH BLAIR INC | EACH | EACH | STK | 10 | 10 | 2019-02-22 10:41 | 346.48 | 324.17 | 346.48
GFM | 1605_CONTINGENCY | 6-B-18 | CLAM-000064 | CLAMP, REPAIR, NOMINAL SIZE: 4, O.D. RANGE: 5.22 - 5.62, 24 WIDTH, MFG P/N: FS1-562-24, MFG: FORD METER BOX INC | EACH | EACH | STK | 3 | 3 | 2018-07-24 | 249.36 | 237.5 | 249.36
GFM | 1605_CONTINGENCY | 6-B-18 | CLAM-000066 | CLAMP, REPAIR, NOMINAL SIZE: 6, O.D. RANGE: 6.56 – 6.96, 24 WIDTH, MFG P/N: FS1-696-24, MFG: FORD METER BOX INC | EACH | EACH | STK | 3 | 3 | 2018-07-24 | 277.18 | 264 | 277.18
GFM | 1605_CONTINGENCY | 6-B-18 | CLAM-000086 | CLAMP, FULL, CIRCLE NOMINAL SIZE: 6, O.D. RANGE: 5.95 – 6.35, 6.35 X 16 WIDTH, MFG P/N: 111-06351600, MFG: ROMAC INDUSTRIES INC. | EACH | EACH | STK | 5 | 5 | 2018-07-24 | 132.83 | 126.51 | 132.83
GFM | 1605_CONTINGENCY | 6-B-18 | CLAM-000087 | CLAMP, FULL, CIRCLE NOMINAL SIZE: 6, O.D. RANGE: 6.60 – 7.00, 7.00 X 16 WIDTH, MFG P/N: 111-07001600, MFG: ROMAC INDUSTRIES INC. | EACH | EACH | STK | 1 | 1 | 2018-07-24 | 132.83 | 126.51 | 132.83
GFM | 1605_CONTINGENCY | 6-B-18 | CLAM-000088 | CLAMP, FULL, CIRCLE NOMINAL SIZE: 6, O.D. RANGE: 7.06 – 7.46, 7.46 X 8 WIDTH, MFG P/N: 111-07460800, MFG: ROMAC INDUSTRIES INC. | EACH | EACH | STK | 1 | 1 | 2018-07-24 | 74.94 | 71.38 | 74.94
GFM | 1605_CONTINGENCY | 6-B-18 | CLAM-000089 | CLAMP, FULL, CIRCLE NOMINAL SIZE: 6, O.D. RANGE: 7.05 – 7.46, 7.46 X 24 WIDTH, MFG P/N: 111-07460800, MFG: ROMAC INDUSTRIES INC. | EACH | EACH | STK | 4 | 4 | 2018-07-24 | 249.29 | 237.43 | 249.29
GFM | 1605_CONTINGENCY | 6-B-18 | CLAM-000093 | CLAMP, FULL CIRCLE DOUBLE BAND NOMINAL SIZE 4, O.D. RANGE 4.44 - 5.24, 10 WIDTH, MFG P/N: 22700045010001, MFG: SMITH BLAIR INC | EACH | EACH | STK | 4 | 4 | 2018-12-19 12:59 | 354.03 | 337.19 | 354.03
GFM | 1605_CONTINGENCY | 6-C-17 | CLAM-000095 | CLAMP, FULL, CIRCLE NOMINAL SIZE: 4, O.D.RANGE: 4.74 - 5.14, 10 WIDTH, MFG P/ N:22600048015001, MFG: SMITH BLAIR INC | EACH | EACH | STK | 20 | 20 | 2018-07-24 | 330.73 | 315 | 330.73
GFM | 1605_CONTINGENCY | SW-A-04 | CLOC-000001 | CLOCK, TIMER, INTERMATIC, 125V MOTOR, MFG P/N: T-1975-8 | EACH | EACH | STK | 1 | 1 | 2018-08-16 16:33 | 195.04 | 185.76 | 195.04
GFM | 1605_CONTINGENCY | 7-B-14 | COMP-000006 | COMPRESSOR, AIR, 115V, 10A, 60HZ, 100PSI, 2GAL, MFG: ULTRA AIR-PAC, MFG P/N: T617HDN | EACH | EACH | STK | 1 | 1 | 2018-04-04 | 800.92 | 762.83 | 800.92
GFM | 1605_CONTINGENCY | YARD BLOCK 18 | COND-000019 | CONDUIT, 1" X 10', ALUMINUM | LENGTH | LENGTH | STK | 1 | 1 | 2018-07-30 | 15.75 | 15 | 15.75
GFM | 1605_CONTINGENCY | SW-C-04 | CONT-000028 | CONTACTOR, MFG P/N: 40DP32AF, MFG: SIEMENS, 3PH, 3 POLES, 7-1/2HP, @ 200/230VAC, 10HP @460/575VAC, 120VAC/60HZ, 110VAC/50HZ | EACH | EACH | STK | 1 | 1 | 2018-07-26 | 212.92 | 202.79 | 212.92
GFM | 1605_CONTINGENCY | SW-D-04 | COTR-000008 | RELAY, CONTROL, MFG P/N: D5PR3A-A2, 120V COIL | EACH | EACH | STK | 1 | 1 | 2018-07-26 | 36.75 | 35 | 36.75
GFM | 1605_CONTINGENCY | SW-D-04 | COTR-000009 | CONTACTOR RELAY, 110V, 50HZ, 120V, 60HZ, MFG P/N: DILA-22, MFG: MOELLER | EACH | EACH | STK | 3 | 3 | 2018-07-26 | 82.2 | 57 | 82.2
GFM | 1605_CONTINGENCY | 4-B-17 | COTR-000021 | RELAY, BF, CONTROL, 300VAC, 10A, 3 POLES, COIL RATE: 120/60, 110/50, CYCLE COIL, STYLE: 765AB56G01, MFG P/N: BF31F, MFG: CUTLER HAMMER | EACH | EACH | STK | 1 | 1 | 2018-07-20 | 182.92 | 174.22 | 182.92
GFM | 1605_CONTINGENCY | SW-D-04 | COTR-000023 | RELAY, CONTROL, MFG: CUTLER HAMMER, MFG P/N: D26MPS, D26MBA, D26MB, D26MPR, D26MPL, TYPE M, 120V COIL | EACH | EACH | STK | 1 | 1 | 2018-07-26 | 100.23 | 95.46 | 100.23
GFM | 1605_CONTINGENCY | SW-D-04 | COTR-000027 | TIMER, CONTROL, MFG P/N: RTE-P10-12V-PC, IDEC ELECTRONIC TIMER | EACH | EACH | STK | 1 | 1 | 2018-07-26 | 50.4 | 48 | 50.4
GFM | 1605_CONTINGENCY | SW-D-04 | COTR-000050 | CONTROL, RELAY, 10 AMPS, 120VAC, BULLETIN 700, MFG P/N: 700HF32A14 | EACH | EACH | STK | 1 | 1 | 2018-07-26 | 22.68 | 21.6 | 22.68
GFM | 1605_CONTINGENCY | SW-D-04 | COUP-000021 | COUPLING, 4", ABS, MFG P/N: 5801-4, MFG: NIBCO | EACH | EACH | STK | 6 | 6 | 2018-07-26 | 4.99 | 4.75 | 4.99
GFM | 1605_CONTINGENCY | 8-C-3 | COUP-000090 | COUPLING, TRANSITION NOMINAL SIZE 12, LONG, O.D. RANGE: 8.60 - 9.06 (RED) X 9.05 - 9.50 (BLK), CLASS: 501, MFG: ROMAC INDUSTRIES, INC. | EACH | EACH | STK | 2 | 2 | 2018-07-26 | 412.94 | 393.3 | 412.94
GFM | 1605_CONTINGENCY | 8-C-3 | COUP-000091 | COUPLING, TRANSITION NOMINAL SIZE 14, LONG, O.D. RANGE: 8.60 - 9.06 (RED) X 9.05 – 9.50 (BLK), CLASS: 501, MFG: ROMAC INDUSTRIES, INC. | EACH | EACH | STK | 2 | 2 | 2018-07-26 | 440.5 | 419.55 | 440.5
GFM | 1605_CONTINGENCY | 7-A-16 | COUP-101210 | COUPLING, 10 X 12, 502-1000-12, OAL SB HOSE, 8HOLE, FLANGE X FLANGE, T-321 SINGLE BRAIDED HOSE ASSEMBLY W/ 10 CARBON STEEL 150# FIXED PRESSURE FLANGE 1 THICK END | EACH | EACH | STK | 6 | 6 | 2018-07-24 | 640.77 | 610.3 | 640.77
GFM | 1605_CONTINGENCY | 7-A-16 | COUP-686634 | COUPLING, 6 X 8 OAL SB HOSE, 6HOLE, FLANGE X FLANGE, T-321 SINGLE BRAIDED HOSE ASSEMBLY W/ 6 CARBON STEEL 150# FIXED PRESSURE FLANGE 3/4 THICK END, MFG P/N: 502-0600-8 | EACH | EACH | STK | 4 | 4 | 2018-07-24 | 354.05 | 337.21 | 354.05
GFM | 1605_CONTINGENCY | 8-B-4 | COUP-800015 | COUPLING, CAST NOMINAL SIZE: 12, O.D. RANGE: 13.20 - 13.50, MFG P/N: 441-00001350-900, MFG: SMITH BLAIR INC | EACH | EACH | STK | 2 | 2 | 2018-07-26 | 210.84 | 268.52 | 210.84
GFM | 1605_CONTINGENCY | 7-A-16 | COUP-888150 | COUPLING, 8 X 10 OAL SB HOSE, 8HOLE, FLANGE X FLANGE, T-321 SINGLE BRAIDED HOSE ASSEMBLY W/ 8 CARBON STEEL 150# FIXED PRESSURE FLANGE 1 THICK END, MFG P/N: 502-0800-10 | EACH | EACH | STK | 6 | 6 | 2018-07-24 | 466.57 | 444.38 | 466.57
GFM | 1605_CONTINGENCY | SW-C-05 | COVE-000010 | COVER, BEARING, 100, 8303, MFG P/N: C7414A, MFG: CLA-VAL | EACH | EACH | STK | 4 | 4 | 2018-07-26 | 74.55 | 71 | 74.55
GFM | 1605_CONTINGENCY | 4-B-9 | DIAP-000017 | DIAPHRAGM, 12, SIZE CAT #: 12-81-02 STOCK #: 81-02-11F, CODE: OR CLASS: 150, MFG P/N: V5544B, MFG: CLA-VAL | EACH | EACH | STK | 7 | 4 | 2017-04-06 17:12 | 291.88 | 278 | 291.88
GFM | 1605_CONTINGENCY | SW-C-08 | DIAP-000019 | DIAPHRAGM 100, W/GROM8, NBR, MFG P/N: 11359H, MFG: CLA-VAL | EACH | EACH | STK | 4 | 4 | 2017-04-06 17:11 | 106.04 | 101 | 106.04
GFM | 1605_CONTINGENCY | 4-B-9 | DISC-000001 | DISC, GUIDE, SIZE CAT #: 12-81-02 STOCK #: 81-02-11F, CLASS: OR CODE: 150, MFG P/N: V5122G, MFG: CLA-VAL | EACH | EACH | STK | 4 | 4 | 2018-07-20 | 1057.28 | 1007 | 1057.28
GFM | 1605_CONTINGENCY | 4-B-9 | DISC-000003 | DISC, RETAINER, SIZE CAT #: 12-81-02 STOCK #: 81-02-11F, CODE: OR CLASS: 150, MFG P/N: V5012K, MFG: CLA-VAL | EACH | EACH | STK | 4 | 4 | 2018-07-20 | 755.95 | 720 | 755.95
GFM | 1605_CONTINGENCY | SW-A-06 | DISC-000009 | DISC 100, 8NBR, MFG P/N: 5566E, MFG: CLA-VAL | EACH | EACH | STK | 4 | 4 | 2018-07-25 | 223.64 | 213 | 223.64
GFM | 1605_CONTINGENCY | SW-A-06 | DISC-000010 | DISC 100, GUIDE, 8VBZ, MFG P/N:V1337E, MFG: CLA-VAL | EACH | EACH | STK | 3 | 3 | 2018-07-25 | 223.64 | 213 | 223.64
GFM | 1605_CONTINGENCY | SW-B-06 | DRESS-000002 | DRESSER, MECHANICAL JOINT, 24", GRADE 27, 25-800, (RUBBER PACKING GLAND) | EACH | EACH | STK | 13 | 13 | 2018-07-26 | 67.2 | 64 | 67.2
GFM | 1605_CONTINGENCY | SW-C-06 | EJEC-000004 | EJECTOR, MFG P/N: EJ200C1, B010678-2, MFG: SEVERN TRENT | EACH | EACH | STK | 4 | 4 | 2018-07-26 | 1036.28 | 987 | 1036.28
GFM | 1605_CONTINGENCY | YARD BLOCK 6 | ELBO-000036 | ELBOW, 24" X 90 DEGREES, NSF61-350DI | EACH | EACH | STK | 4 | 4 | 2018-07-27 | 47.88 | 45.6 | 47.88
GFM | 1605_CONTINGENCY | YARD BLOCK 6 | ELBO-000037 | ELBOW, 24" X 45 DEGREES, NSF61 | EACH | EACH | STK | 5 | 5 | 2018-07-27 | 37.06 | 35.3 | 37.06
GFM | 1605_CONTINGENCY | YARD | ELBO-000038 | ELBOW, 10" X 10" X 45 DEGREES | EACH | EACH | STK | 3 | 3 | 2017-10-02 | 16.06 | 15.3 | 16.06
GFM | 1605_CONTINGENCY | YARD BLOCK 6 | ELBO-000039 | ELBOW, LONG, SLEEVE, 6" X 3" X 30 DEGREES, 17640090, MFG: TYLER | EACH | EACH | STK | 5 | 5 | 2018-04-16 11:03 | 26.56 | 25.3 | 26.56
GFM | 1605_CONTINGENCY | 7-B-11 | FAN-000002 | FAN, DYNAMASTER, 115V, 1/6HP, 1625RPM, 1.6A, MFG P/N: FQ12D4 | EACH | EACH | STK | 1 | 1 | 2018-07-25 | 1073.56 | 1022.5 | 1073.56
GFM | 1605_CONTINGENCY | YARD | FLANGE-000010 | FLANGE, REDUCER, 2" X 8" | EACH | EACH | STK | 1 | 1 | 2018-07-31 | 26.25 | 25 | 26.25
GFM | 1605_CONTINGENCY | YARD | FLANGE-000011 | FLANGE W/SLEEVE, 12" | EACH | EACH | STK | 4 | 4 | 2018-07-31 | 72.45 | 69 | 72.45
GFM | 1605_CONTINGENCY | YARD BLOCK 7 | FLANGE-000012 | FLANGE W/SLEEVE, 8" | EACH | EACH | STK | 4 | 4 | 2018-07-27 | 61.95 | 59 | 61.95
GFM | 1605_CONTINGENCY | SW-A-07 | FUSE-606005 | FUSE, 60A, 600V, RK5, MFG P/N: TRS60R | EACH | EACH | STK | 2 | 2 | 2018-07-25 | 27.3 | 26 | 27.3
GFM | 1605_CONTINGENCY | SW-B-07 | GASK-000017 | GASKET, DISTRIBUTION ARM, MFG P/N: AG17B | EACH | EACH | STK | 8 | 8 | 2018-07-26 | 78.43 | 74.7 | 78.43
GFM | 1605_CONTINGENCY | SW-B-07 | GASK-000020 | GASKET, OVERFLOW RING, MFG P/N: CR53 | EACH | EACH | STK | 1 | 1 | 2018-07-26 | 494.52 | 471 | 494.52
GFM | 1605_CONTINGENCY | 4-B-17 | GASK-000023 | GASKET, SUCTION, SIDE, MFG P/N: 2-123-5 | EACH | EACH | STK | 4 | 4 | 2018-07-20 | 11.77 | 11.21 | 11.77
GFM | 1605_CONTINGENCY | CONTAINER 16 | GASK-000034 | GASKET, 10", BLACK, 12 HOLE | EACH | EACH | STK | 2 | 2 | 2018-07-30 | 16.75 | 15.95 | 16.75
GFM | 1605_CONTINGENCY | 4-B-17 | GASK-000041 | GASKET, DISCHARGE, SIDE, MFG P/N: 2-123-6 | EACH | EACH | STK | 4 | 4 | 2018-07-20 | 11.77 | 11.21 | 11.77
GFM | 1605_CONTINGENCY | SW-B-07 | GASK-000366 | GASKET, SILVER, 4 HOLES | EACH | EACH | STK | 4 | 4 | 2018-07-26 | 27.3 | 26 | 27.3
GFM | 1605_CONTINGENCY | SW-B-07 | GASK-000367 | GASKET, BEIGE | EACH | EACH | STK | 8 | 8 | 2018-07-26 | 13.65 | 13 | 13.65
GFM | 1605_CONTINGENCY | SW-B-07 | GASK-000368 | GASKET, 6 HOLE | EACH | EACH | STK | 8 | 8 | 2018-07-26 | 16.8 | 16 | 16.8
GFM | 1605_CONTINGENCY | SW-B-07 | GASK-000369 | GASKET, 3400, GRAY | EACH | EACH | STK | 4 | 4 | 2018-07-26 | 19.95 | 19 | 19.95
GFM | 1605_CONTINGENCY | SW-C-07 | GAUG-000020 | GAUGE, SOLID, FRONT, PROCESS, MFG P/N: 50240650, MFG: WIKA, TYPE: 233.34 4.5, RANGE: 100PSI/KPA, CONN: 1/2 NPT LM | EACH | EACH | STK | 2 | 2 | 2018-07-26 | 26.25 | 25 | 26.25
GFM | 1605_CONTINGENCY | YARD BLOCK 6 | GLAN-000007 | GLAND, PACKING, 24", DUCTILE, MECHANICAL JOINT (MJ), MFG: SIGMA | EACH | EACH | STK | 18 | 18 | 2018-07-27 | 52.5 | 50 | 52.5
GFM | 1605_CONTINGENCY | YARD BLOCK 7 | GLAN-000008 | GLAND, PACKING, 16" | EACH | EACH | STK | 2 | 2 | 2018-07-27 | 36.75 | 35 | 36.75
GFM | 1605_CONTINGENCY | YARD BLOCK 7 | GLAN-000010 | GLAND, PACKING, 10" | EACH | EACH | STK | 2 | 2 | 2018-07-27 | 31.5 | 30 | 31.5
GFM | 1605_CONTINGENCY | YARD BLOCK 6 | GLAN-000011 | GLAND, PACKING, 20", DUCTILE, MFG: TYLER | EACH | EACH | STK | 3 | 3 | 2018-08-17 16:02 | 42 | 40 | 42
GFM | 1605_CONTINGENCY | SW-C-07 | GLAN-000013 | GLAND, RUBBER, PACKING, 20" | EACH | EACH | STK | 4 | 4 | 2018-07-26 | 26.25 | 25 | 26.25
GFM | 1605_CONTINGENCY | SW-C-07 | GLAN-000014 | GLAND, RUBBER, PACKING, 18" | EACH | EACH | STK | 2 | 2 | 2018-07-26 | 23.1 | 22 | 23.1
GFM | 1605_CONTINGENCY | SW-C-07 | GLAN-000015 | GLAND, RUBBER, PACKING, 16" | EACH | EACH | STK | 3 | 3 | 2018-09-26 14:56 | 21 | 20 | 21
GFM | 1605_CONTINGENCY | SW-C-07 | GLAN-000016 | GLAND, RUBBER, PACKING, 12" | EACH | EACH | STK | 2 | 2 | 2018-07-26 | 15.75 | 15 | 15.75
GFM | 1605_CONTINGENCY | SW-C-07 | GLAN-000017 | GLAND, RUBBER, PACKING, 4" | EACH | EACH | STK | 5 | 5 | 2018-07-26 | 5.25 | 5 | 5.25
GFM | 1605_CONTINGENCY | SW-D-07 | HOUR-000006 | HOURMETER, 635G (6X137) | EACH | EACH | STK | 1 | 1 | 2018-07-26 | 117.59 | 112 | 117.59
GFM | 1605_CONTINGENCY | 4-B-17 | JSET-000005 | SEAL, MECHANICAL, MFG P/N: 3-401-0 | EACH | EACH | STK | 4 | 4 | 2018-07-20 | 1950.61 | 1857.84 | 1950.61
GFM | 1605_CONTINGENCY | CONTAINER 17 | KEY-000010 | SET, KEY STOCK | SET | SET | STK | 1 | 1 | 2018-07-30 | 524.97 | 500 | 524.97
GFM | 1605_CONTINGENCY | 5-C-11 | LEAD-000007 | METER, LED, 3 PHASE, (POWER SUPPLY) MFG P/N: IQDP4000, MFG: CUTLER HAMMER, STYLE: 66D2040G03 | EACH | EACH | STK | 1 | 1 | 2018-07-20 | 2618.53 | 2494 | 2618.53
GFM | 1605_CONTINGENCY | SW-A-08 | LIGH-000004 | LIGHT MODULE, PUSH/PULL OPERATOR, MFG P/N: 10250T63, MFG: CUTLER HAMMER, 120V, 50/60HZ | EACH | EACH | STK | 4 | 4 | 2018-07-25 | 118.23 | 112.61 | 118.23
GFM | 1605_CONTINGENCY | SW-A-08 | LUBE-000014 | LUBRICANT, P/N BC-301801 | EACH | EACH | STK | 2 | 2 | 2018-07-25 | 47.74 | 45.47 | 47.74
GFM | 1605_CONTINGENCY | SW-B-08 | MAGN-000008 | RELAY, OVERLOAD, MFG P/N: C306DN3B, MFG: CUTLER HAMMER | EACH | EACH | STK | 2 | 2 | 2017-07-14 11:45 | 242.19 | 230.67 | 242.19
GFM | 1605_CONTINGENCY | SW-B-08 | MAGN-000009 | CONTACTOR, NON-REVERSING, (MAGNETIC STARTER), SIZE 3, 200-230V, 460/575, 3 PHASE, 3 POLE, 25HP, STYLE #: 5277C15G04, MFG P/N: A201K3CA, MFG: CUTLER HAMMER | EACH | EACH | STK | 1 | 1 | 2018-07-26 | 1308.18 | 1245.97 | 1308.18
GFM | 1605_CONTINGENCY | SW-B-08 | METE-000007 | METER, HOUR, 480V, MFG P/N: 549156APVC6ZH, MFG: CROMPTON | EACH | EACH | STK | 3 | 3 | 2018-07-26 | 134.39 | 128 | 134.39
GFM | 1605_CONTINGENCY | SW-B-08 | METE-000008 | METER, HOUR | EACH | EACH | STK | 1 | 1 | 2018-07-26 | 146.99 | 140 | 146.99
GFM | 1605_CONTINGENCY | SW-B-08 | METE-000009 | METER, PERCENT ANALOG, PANEL, MFG P/N: 250320LJLJ, MFG: YOKOGAWA, 0-3VDC, YE/250-3 | EACH | EACH | STK | 1 | 1 | 2018-07-26 | 262.48 | 250 | 262.48
GFM | 1605_CONTINGENCY | CONTAINER 8 | MOTO-000001 | MOTOR, 100HP, 60HZ, FRAME: 404TP, TYPE RUSI, 3PH, 1785RPM, 460V, 114AMP, ENCL: WP-1, INSUL CLASS: F, DUTY: CONT, CAT #H0100V2SLG, M/N: BF66, MFG: EMERSON MOTOR COMPANY | EACH | EACH | STK | 1 | 1 | 2017-04-06 17:56 | 3139.3 | 2990 | 3139.3
GFM | 1605_CONTINGENCY | SW-D-08 | MOTO-000003 | STARTER, MOTOR, CLASS 8736, TYPE SC08, FORM SY204, SERIES A, W/ OVERLOAD HEATER B-32 (3EA), MFG P/N: 8736SCO8V02S | EACH | EACH | STK | 1 | 1 | 2018-07-26 | 928.93 | 884.75 | 928.93
GFM | 1605_CONTINGENCY | 5-C-11 | MOTO-000004 | STARTER, MOTOR, MFG P/N: 14JG32AA81, MFG: SIEMENS, SIZE 4, 110-120V/220-240VAC, 60HZ | EACH | EACH | STK | 1 | 1 | 2018-07-20 | 1616.9 | 1540 | 1616.9
GFM | 1605_CONTINGENCY | SW-D-08 | MOTO-000005 | STARTER, MOTOR, MAX 27A, 3P, 600V, 120V COIL, MFG P/N: 40DP32A, MFG: SIEMENS | EACH | EACH | STK | 1 | 1 | 2018-07-26 | 546.63 | 520.63 | 546.63
GFM | 1605_CONTINGENCY | SW-D-08 | MOTO-000006 | STARTER, NON-REVERSING, MANUAL, 3 PHASE, SERIES A1, SIZE: M-M1, STYLE: 6710C36G09, 115V, MFG P/N: B100M1C, MFG: CUTLER HAMMER | EACH | EACH | STK | 1 | 1 | 2018-07-26 | 197.39 | 188 | 197.39
GFM | 1605_CONTINGENCY | SW-D-08 | MOTO-000012 | STARTER, NON-REVERSING, MFG P/N: A200MACB, 3 POLE, 1.5HP, 2HP, STYLE #: 6710C47G08 | EACH | EACH | STK | 1 | 1 | 2018-07-26 | 426.6 | 406.31 | 426.6
GFM | 1605_CONTINGENCY | SW-A-09 | MOTO-000013 | STARTER, MOTOR, MFG P/N: AN16DN0AB, MFG: CUTLER HAMMER, 7.5HP, 200/230V, 50HZ, 60HZ | EACH | EACH | STK | 2 | 2 | 2018-07-25 | 376.46 | 358.56 | 376.46
GFM | 1605_CONTINGENCY | SW-A-09 | MOTO-000014 | STARTER, NON-REVERSING, MFG P/N: A200M1CAC, MFG: CUTLER HAMMER, STYLE #: 6710C49G05 | EACH | EACH | STK | 1 | 1 | 2018-09-26 14:56 | 1063.96 | 1013.36 | 1063.96
GFM | 1605_CONTINGENCY | SW-A-09 | MOTO-000016 | STARTER, MOTOR, MFG P/N: AN16ANODC, MFG P/N: CUTLER HAMMER, 9A, SIZE 1, 120V COIL | EACH | EACH | STK | 1 | 1 | 2018-07-25 | 347.95 | 331.4 | 347.95
GFM | 1605_CONTINGENCY | SW-A-09 | MOTO-000019 | STARTER, MOTOR, SIZE 2, CLASS 8536, TYPE SDO 1 S2, SERIES A, 208V COIL, W/ OVERLOAD HEATER B-79 (3EA), MFG P/N: 8536SDO1V08 | EACH | EACH | STK | 1 | 1 | 2018-07-25 | 745.24 | 709.8 | 745.24
GFM | 1605_CONTINGENCY | SW-A-09 | MOTO-000020 | STARTER, MOTOR, SIZE 2, SER - A, 120V COIL, W/ OVER LOAD HEATER B-56 (3EA), MFG P/N: 8536SDO1V02S | EACH | EACH | STK | 1 | 1 | 2018-07-25 | 788.02 | 750.54 | 788.02
GFM | 1605_CONTINGENCY | SW-B-09 | MOTO-000023 | STARTER, MOTOR, SIZE-O, 3P, 230/240V COIL, CLASS 8536, TYPE SBO.2, W/ OVERLOAD HEATER B-70 (3EA), MFG P/N: 8536SBO2V03 | EACH | EACH | STK | 1 | 1 | 2018-07-26 | 392.87 | 374.19 | 392.87
GFM | 1605_CONTINGENCY | SW-B-09 | MOTO-000026 | STARTER, HEAVY-DUTY, MOTOR, MFG P/N: 14EP32BA81, MFG: SIEMENS, 3 PHASE, 3 POLES, SIZE 1-3/4, 110-120/220-240VAC, 60HZ | EACH | EACH | STK | 1 | 1 | 2018-07-26 | 391.1 | 372.5 | 391.1
GFM | 1605_CONTINGENCY | 7-A-10 | MOTO-000028 | MOTOR, 0.25HP, 60HZ, 56C FRAME, 3PH, 115/230V, 1725RPM, TEFC ENCLOSURE, MFG P/N: KL3403 | EACH | EACH | STK | 1 | 1 | 2018-07-26 | 384.54 | 366.25 | 384.54
GFM | 1605_CONTINGENCY | 7-A-10 | MOTO-000029 | MOTOR, 0.5HP, 60HZ, 56 FRAME, 1PH, 115/208-230V, 1725RPM, XPFC ENCLOSURE, MFG P/N: L5004A | EACH | EACH | STK | 1 | 1 | 2018-07-26 | 811.07 | 772.5 | 811.07
GFM | 1605_CONTINGENCY | 7-A-12 | MOTO-000030 | MOTOR, 0.75HP, 208-230/460, 3.2-3.2/1.6A, 60HZ, 1145 RPM, FRAME 143T, 3P, MFG P/N: 2Z657BA, MFG: DAYTON | EACH | EACH | STK | 1 | 1 | 2018-07-24 | 488.22 | 465 | 488.22
GFM | 1605_CONTINGENCY | 7-A-12 | MOTO-000031 | MOTOR, 1.0HP, 230/460V, 3/1.5A, 1740 RPM, FRAME 143T, MFG P/N: A422-U1P2B | EACH | EACH | STK | 2 | 2 | 2018-07-24 | 594.52 | 566.25 | 594.52
GFM | 1605_CONTINGENCY | 7-A-12 | MOTO-000032 | MOTOR, 1.5HP, 115/208-230V, 1PH, 15.2/8.2-7.6A, 60HZ, 1725 RPM, FRAME 56C, MFG P/N: 6K702BA, MFG: DAYTON | EACH | EACH | STK | 1 | 1 | 2018-07-24 | 238.33 | 227 | 238.33
GFM | 1605_CONTINGENCY | 7-B-11 | MOTO-000033 | MOTOR, 1.5HP, MFG P/N: JBY154FCA, MFG: STERLING ELECTRIC INC, 230/460V, 5.1/2.6A, FRAME 145TC, 1720RPM, TEFC ENCLOSURE, 3PH, 60HZ | EACH | EACH | STK | 1 | 1 | 2018-07-25 | 246.73 | 235 | 246.73
GFM | 1605_CONTINGENCY | 7-A-12 | MOTO-000034 | MOTOR, 1.5HP, 208-230/460V, 5.1-5.0/2.5A, 1730 RPM, CAT #: U32S2ACR, MFG P/N: FO56A | EACH | EACH | STK | 1 | 1 | 2018-07-24 | 417.35 | 397.5 | 417.35
GFM | 1605_CONTINGENCY | 7-A-10 | MOTO-000035 | MOTOR, 1.5HP, 60HZ, 145TC FRAMPE, 3PH, 460V, 1725RPM, TEFC ENCLOSURE, MFG P/N: VCP3584T-4 | EACH | EACH | STK | 1 | 1 | 2018-07-26 | 854.38 | 813.75 | 854.38
GFM | 1605_CONTINGENCY | 7-A-12 | MOTO-000036 | MOTOR, 1.5HP, 60HZ, 56 FRAME, 3PH, 208-230/480V, 1725RPM, TEFC ENCLOSURE, MFG P/N: M3554 | EACH | EACH | STK | 1 | 1 | 2018-07-17 | 501.34 | 477.5 | 501.34
GFM | 1605_CONTINGENCY | 7-A-12 | MOTO-000039 | MOTOR, 1/2HP, 208-230/460V, 2.1-2.2/1/1A, 60HZ, 1725 RPM, FRAME 56, 3P, TYPE TS, DES-B, MFG P/N: 2N865BB, G321, MFG: DAYTON | EACH | EACH | STK | 2 | 2 | 2018-07-24 | 347.79 | 331.25 | 347.79
GFM | 1605_CONTINGENCY | 7-A-12 | MOTO-000042 | MOTOR, 1/3HP, 60HZ, 48FRAME, 1PH, 115/208-230V, 3450RPM, TEFC ENCLOSURE, MFG P/N: L3405 | EACH | EACH | STK | 1 | 1 | 2018-07-17 | 338.6 | 322.5 | 338.6
GFM | 1605_CONTINGENCY | CONTAINER 24 | MOTO-000045 | MOTOR, 100HP, 60HZ, FRAME: 404TP, TYPE RU, 3PH, 1780RPM, 460V, 118AMP, ENCL: WP-1, INSUL CLASS: F, DUTY: CONT, CAT #H0100S2SLG, M/N: BF69, MFG: US ELECTRIC MOTORS | EACH | EACH | STK | 1 | 1 | 2018-04-04 | 3139.3 | 4579 | 3139.3
GFM | 1605_CONTINGENCY | 7-A-12 | MOTO-000049 | MOTOR, 1-1/2HP, 208-230/460V, 5.2-5/2.5A, 60HZ, 3450 RPM, FRAME 56, 3P, MFG P/N: 3N592BA | EACH | EACH | STK | 1 | 1 | 2018-07-24 | 403.17 | 384 | 403.17
GFM | 1605_CONTINGENCY | 7-B-16 | MOTO-000051 | MOTOR, MFG P/N: 39S017W454H2, 15HP, 60HZ, 254TC FRAME, 3PH, 230/460V, 1760RPM, TEFC ENCLOSURE | EACH | EACH | STK | 1 | 1 | 2018-07-25 | 3599.95 | 3428.75 | 3599.95
GFM | 1605_CONTINGENCY | 7-B-9 | MOTO-000052 | MOTOR, WASHDOWN, DUTY, 1HP, 208-230/460V, 3.5-3.2/1.6 AMPS, 1725 RPM, FRAME 56, 3P, MFG P/N: CWAM3546, MFG: BALDOR | EACH | EACH | STK | 1 | 1 | 2018-07-26 | 2504.09 | 2385 | 2504.09
GFM | 1605_CONTINGENCY | 6-C-3 | MOTO-000053 | MOTOR, MFG P/N: B0104YLF2USH, 10HP, 24/12 AMPS, 230/460, TYPE IKKH | EACH | EACH | STK | 1 | 1 | 2018-07-24 | 2341.35 | 2230 | 2341.35
GFM | 1605_CONTINGENCY | 7-A-12 | MOTO-000054 | MOTOR, 1HP, 60HZ, 56C FRAME, 3PH, 208-230/460V, 1725RPM, TEFC ENCLOSURE, MFG P/N: VM8003 | EACH | EACH | STK | 1 | 1 | 2018-07-17 | 1665.45 | 1665.45 | 1665.45
GFM | 1605_CONTINGENCY | 7-A-12 | MOTO-000062 | MOTOR, 2HP, 208-230/460V, 7.3/7.2/3.6A, 1155 RPM, FRAME 184TC, DESB, TYPE UT, MFG P/N: S645-U2E3DC | EACH | EACH | STK | 1 | 1 | 2018-07-24 | 689.02 | 656.25 | 689.02
GFM | 1605_CONTINGENCY | 7-A-10 | MOTO-000063 | MOTOR, 2HP, 60HZ, 145TC FRAME, 1PH, 115/230V, 1725RPM, NEMA C, MFG P/N: VL1322T, MFG: BALDOR | EACH | EACH | STK | 1 | 1 | 2018-07-26 | 431.78 | 411.25 | 431.78
GFM | 1605_CONTINGENCY | 7-A-10 | MOTO-000065 | MOTOR, 3/4HP, 208-230/460V, 2.21/1.11A, PH, 1730RPM, MFG P/N: 7518ES3EB56 | EACH | EACH | STK | 1 | 1 | 2018-07-26 | 369.58 | 352 | 369.58
GFM | 1605_CONTINGENCY | 5-C-11 | MOTO-000070 | MOTOR, INDUSTRIAL, 3HP, 208-230/460V, 3P, 8.5-8.2/4.1 AMPS, 1725 RPM, 182TC, MFG P/N: VM3611T, MFG: BALDOR | EACH | EACH | STK | 1 | 1 | 2018-07-20 | 1984.37 | 1890 | 1984.37
GFM | 1605_CONTINGENCY | 7-B-9 | MOTO-000070 | MOTOR, INDUSTRIAL, 3HP, 208-230/460V, 3P, 8.5-8.2/4.1 AMPS, 1725 RPM, 182TC, MFG P/N: VM3611T, MFG: BALDOR | EACH | EACH | STK | 1 | 1 | 2018-07-26 | 1984.37 | 1890 | 1984.37
GFM | 1605_CONTINGENCY | 7-A-10 | MOTO-000072 | MOTOR, 3HP, 60HZ, 182TC FRAME, 460V, 1725RPM, 4.3A, TEFC ENCLOSURE, MFG P/N: VCP366IT-4, MFG: BALDOR | EACH | EACH | STK | 1 | 1 | 2018-07-26 | 1219.23 | 1161.25 | 1219.23
GFM | 1605_CONTINGENCY | 6-C-18 | MOTO-000073 | MOTOR, 3HP, TYPE GP10, 3PH, 60HZ, 1800RPM, FRAME: 182T, 230/460V, TEFC ENCLOSURE, MFG P/N: 1LE22011CB114AA3, MFG: SIEMENS | EACH | EACH | STK | 2 | 2 | 2018-07-24 | 537.57 | 512 | 537.57
GFM | 1605_CONTINGENCY | 7-B-9 | MOTO-000079 | MOTOR, SUPER-E, 5HP, 230/460V, 13/6.5 AMPS, 1750 RPM, 184T, 3P, SSF1.15, MFG P/N: EM3665T, MFG: BALDOR | EACH | EACH | STK | 1 | 1 | 2018-07-26 | 3169.48 | 3018.75 | 3169.48
GFM | 1605_CONTINGENCY | 5-C-11 | MOTO-000079 | MOTOR, SUPER-E, 5HP, 230/460V, 13/6.5 AMPS, 1750 RPM, 184T, 3P, SSF1.15, MFG P/N: EM3665T, MFG: BALDOR | EACH | EACH | STK | 1 | 1 | 2018-07-20 | 3169.48 | 3018.75 | 3169.48
GFM | 1605_CONTINGENCY | 7-B-1 | MOTO-000084 | MOTOR, 60HP, 60HZ, 364TS FRAME, 3PH, 230/460V, 3550RPM, TEFC ENCLOSURE, MFG P/N: EM4310T, 136/68 AMPS, MFG: BALDOR | EACH | EACH | STK | 1 | 1 | 2018-07-25 | 8144.85 | 7757.5 | 8144.85
GFM | 1605_CONTINGENCY | 7-A-10 | MOTO-000085 | MOTOR, 7.5HP, 60HZ, 254TP FRAME, 3PH, 460V, 1180RPM, 06680211-100, TEFC ENCLOSURE, MFG P/N: 06680211-100 | EACH | EACH | STK | 1 | 1 | 2018-07-26 | 1988.31 | 1893.75 | 1988.31
GFM | 1605_CONTINGENCY | CONTAINER 27 | MOTO-000089 | MOTOR, 75HP, 460V, 97A, 3P, 900RPM, FRAME 444VP, SR 1.0, VERTICAL SOLID SHAFT INVERTER DUTY | EACH | EACH | STK | 1 | 1 | 2018-07-30 | 9512.38 | 9060 | 9512.38
GFM | 1605_CONTINGENCY | 7-A-12 | MOTO-000104 | CONTROLLER, SMART, MOTOR, 3 PHASE, 50/60HZ, OPEN TYPE, 200-600V, MFG P/N: 150C135NCD | EACH | EACH | STK | 1 | 1 | 2018-07-17 | 3876.1 | 3691.76 | 3876.1
GFM | 1605_CONTINGENCY | SW-C-09 | MOTO-000108 | MOTOR, STARTER, MFG P/N: C320KGS1, MFG: CUTLER HAMMER | EACH | EACH | STK | 1 | 1 | 2018-07-26 | 42 | 40 | 42
GFM | 1605_CONTINGENCY | CONTAINER 22 | MOTO-000121 | MOTOR, ELECTRIC, 7.5HP, 60HZ, FRAME: 213T, 1740RPM, 208-230/460V, 3PH, MFG P/N: SL213TTFL7726APL, MFG: MARATHON ELECTRIC | EACH | EACH | STK | 1 | 1 | 2018-07-30 | 524.97 | 500 | 524.97
GFM | 1605_CONTINGENCY | 5-B-20 | MOTO-000126 | MOTOR, 208-850V, 128-116A, MFG: WEG, M/N: 05018P3E326T | EACH | EACH | STK | 1 | 1 | 2018-07-20 | 1574.9 | 1500 | 1574.9
GFM | 1605_CONTINGENCY | 5-B-20 | MOTO-000127 | MOTOR, 208-230/460V, 266-240/120A, MFG: DAYTON, M/N: BKW42G, S/N: AR4061032034 | EACH | EACH | STK | 1 | 1 | 2018-07-20 | 1574.9 | 1500 | 1574.9
GFM | 1605_CONTINGENCY | 5-B-20 | MOTO-000128 | MOTOR, INDUSTRIAL, MFG P/N: 3KV87G, S/N: JQ658313000G, MFG: DAYTON, 208-230/460V, 28.0-25.4/14.3 | EACH | EACH | STK | 1 | 1 | 2018-07-20 | 892.44 | 850 | 892.44
GFM | 1605_CONTINGENCY | CONTAINER 22 | MOTO-000132 | MOTOR, M/N: 6214-2Z-J, CAT #: 6314-J, 460 VOLTS, 100 AMPS, FRAME 444VP, TYPE RVS, MFG: US MOTOR | EACH | EACH | STK | 1 | 1 | 2018-07-30 | 3779.76 | 3600 | 3779.76
GFM | 1605_CONTINGENCY | SW-B-15 | MOTO-000133 | MOTOR, M/N: 07683770-100, CAT #: 6312, 460 VOLTS, 82.0 AMPS, FRAME 405VP, MFG: EMERSON | EACH | EACH | STK | 1 | 1 | 2018-09-26 14:56 | 2729.82 | 2600 | 2729.82
GFM | 1605_CONTINGENCY | 7-A-12 | MOTO-000134 | MOTOR, M/N: S657, CAT #: U3E3DC, 208-230/460 VOLTS, HP300, HZ60, MFG: EMERSON | EACH | EACH | STK | 1 | 1 | 2018-07-24 | 863.04 | 822 | 863.04
GFM | 1605_CONTINGENCY | 7-A-12 | MOTO-000135 | MOTOR, M/N: F004, CAT #: U13S2AC, 208-230/460 VOLTS, HP300, HZ60, MFG: US MOTOR | EACH | EACH | STK | 2 | 2 | 2018-08-17 16:08 | 244.63 | 233 | 244.63
GFM | 1605_CONTINGENCY | 7-C-16 | MOTO-000139 | MOTOR, MFG P/N: 254TTDDX-7034, MFG: MARATHON, 15HP, 1745 RPM, 230/460V, 3 PHASE, 60HZ, 39.2/19.6A | EACH | EACH | STK | 1 | 1 | 2018-07-17 | 577.46 | 550 | 577.46
GFM | 1605_CONTINGENCY | 6-A-1 | MOTO-000141 | MOTOR, MFG P/N: 6211J, M/N: 7220-BEM, MFG: US ELECTRIC MOTORS, 3 PHASE, 230/460V, 178/89V | EACH | EACH | STK | 1 | 1 | 2018-10-01 10:41 | 3569.77 | 3400 | 3569.77
GFM | 1605_CONTINGENCY | 7-B-16 | MOTO-000145 | MOTOR, MFG P/N: U7E2DC, MFG: US MOTORS, M/N: AE46, 190/380V, 23.00A/11.50A, 7.50/7.50HP, 1765/1450 RPM, 60/50HZ | EACH | EACH | STK | 1 | 1 | 2018-07-25 | 810.55 | 772 | 810.55
GFM | 1605_CONTINGENCY | CONTAINER 22 | MOTO-000148 | MOTOR, VERTICAL, (W/DRY TYPE TRANSFORMER APPLICATION DATA-2EA) 75HP, 3 PHASE, FRAME: 444VP, 460V, 92 AMPS, M/N: 6315JC3, CAT #: 6313JC3, MFG: US ELECTRICAL MOTORS | EACH | EACH | STK | 1 | 1 | 2018-07-30 | 7612.01 | 7250 | 7612.01
GFM | 1605_CONTINGENCY | CONTAINER 22 | MOTO-000153 | MOTOR, 107.25 RATIO, M/N: RF143ZKS, MFG: SEW-EURODRIVE INC | EACH | EACH | STK | 1 | 1 | 2018-07-30 | 2624.83 | 2500 | 2624.83
GFM | 1605_CONTINGENCY | CONTAINER 22 | MOTO-000154 | MOTOR, DUTY MASTER, A-C, 300HP, FRAME: 445TZ, 1775RPM, 460V, 3PH, M/N: 1MAF70329G1VT | EACH | EACH | STK | 1 | 1 | 2018-07-17 | 839.95 | 800 | 839.95
GFM | 1605_CONTINGENCY | CONTAINER 8 | MOTO-000155 | MOTOR, 450HP, 60HZ, FRAME: 449T, 1780RPM, 460V, 3PH, M/N: 186012W71561, MFG: BALDOR | EACH | EACH | STK | 1 | 1 | 2017-04-06 15:59 | 3674.76 | 3500 | 3674.76
GFM | 1605_CONTINGENCY | 7-C-16 | MOTO-000171 | MOTOR, 10HP, 4PL, 3PH, FRAME: 215T, TEFC ENCLOSURE, 60HZ, 208-230/460V, 1755RPM, MFG P/N: 2MXV4, MFG: DAYTON | EACH | EACH | STK | 1 | 1 | 2018-07-17 | 1154.93 | 1100 | 1154.93
GFM | 1605_CONTINGENCY | CONTAINER 5 | MOTO-000179 | MOTOR, 40HP, 460V, 52 AMPS, 885 RPM, FRAME: 365VP, TYPE: RVS4, PH: 2, 60HZ, MFG: US ELECTRICAL MOTOR | EACH | EACH | STK | 1 | 1 | 2018-04-04 | 6378.34 | 6075 | 6378.34
GFM | 1605_CONTINGENCY | 7-A-12 | MOTO-7000035 | MOTOR, 1800 RPM, 2HP,ODP, STD,EFF | EACH | EACH | STK | 1 | 1 | 2018-07-17 | 272.98 | 260 | 272.98
GFM | 1605_CONTINGENCY | SW-D-09 | NUT-900039 | NUT, STEM 100, 8303, MFG P/N: 8938001J, MFG: CLA-VAL | EACH | EACH | STK | 4 | 4 | 2018-07-26 | 29.4 | 28 | 29.4
GFM | 1605_CONTINGENCY | SW-D-09 | OVER-000001 | PROTECTOR, OVERLOAD, MFG: TELEMECANIQUE, MFG P/N: LRD16 | EACH | EACH | STK | 1 | 1 | 2018-07-26 | 144.37 | 137.5 | 144.37
GFM | 1605_CONTINGENCY | SW-B-08 | OVER-000005 | RELAY, OVERLOAD, SIZE: 1, STYLE: 6710C36G09, MFG P/N: BA13A-1, MFG: CUTLER HAMMER | EACH | EACH | STK | 2 | 2 | 2018-07-17 | 211.81 | 201.74 | 211.81
GFM | 1605_CONTINGENCY | SW-D-09 | OVER-000006 | RELAY, THERMAL, OVERLOAD, STYLE: 6710C36G09, MFG P/N: BA13A, MFG: CUTLER HAMMER | EACH | EACH | STK | 1 | 1 | 2018-07-26 | 211.81 | 201.74 | 211.81
GFM | 1605_CONTINGENCY | SW-B-08 | OVER-000007 | RELAY, OVERLOAD, 100V, ESP 100, MFG: SIEMENS, MFG P/N: 48ASD3M10 | EACH | EACH | STK | 1 | 1 | 2018-07-17 | 192.93 | 183.75 | 192.93
GFM | 1605_CONTINGENCY | SW-D-09 | OVER-000009 | TRIP UNIT, THERMAL, MAGNETIC, (OVERLOAD TRIP UNIT), MFG P/N: LT3300T, MFG: CUTLER HAMMER, SERIES C, 300A, 600VAC, 3P, STYLE: 1493D91G05, 250VDC | EACH | EACH | STK | 1 | 1 | 2018-07-26 | 1434.61 | 1366.38 | 1434.61
GFM | 1605_CONTINGENCY | SW-D-09 | OVER-000010 | RELAY, THERMAL, OVERLOAD, W/OVERLOAD HEATER E61, MFG P/N: 48DC38A2, 30A, 3 POLE, ENCLOSURE: OPEN | EACH | EACH | STK | 1 | 1 | 2018-07-26 | 167.99 | 160 | 167.99
GFM | 1605_CONTINGENCY | 6-B-13 | PANE-000004 | PANEL, CAPACITOR, TRAYMOUNT, MFG P/N: TWPM43030-3, MFG: MYRON ZUCKER INC, KVAR3, 480V, 3P, 60HZ, 6504-076393 | EACH | EACH | STK | 2 | 2 | 2018-07-23 | 568.32 | 541.29 | 568.32
GFM | 1605_CONTINGENCY | SW-E-09 | PHAS-000001 | MONITOR, PHASE, POWER, MFG P/N: H3CR-F8N, MFG: OMRON, M/N: 263, TIMER 1.25 - 30H, 100-240VAC | EACH | EACH | STK | 1 | 1 | 2018-07-26 | 365.38 | 348 | 365.38
GFM | 1605_CONTINGENCY | YARD BLOCK 6 | PIPE-000003 | PIPE, 3" X 20', COPPER | EACH | EACH | STK | 36 | 36 | 2018-07-27 | 194.17 | 184.94 | 194.17
GFM | 1605_CONTINGENCY | C5-2 | PIPE-000010 | PIPE, 4 X 20, PVC, DR-14, CIS, 1120, 305 PSI/T-800, AWWA, C-900, 200 PSI, MFG P/N: VJKF20A, MFG: VINYLTECH | FOOT | FOOT | STK | 60 | 60 | 2018-07-20 | 6.65 | 6.33 | 6.65
GFM | 1605_CONTINGENCY | W-D-3 | PIPE-000201 | PIPE, PVC, 1" X 10", SCH80 |  | EACH | STK | 3 | 3 | 2018-07-20 | 18.98 | 18.08 | 18.98
GFM | 1605_CONTINGENCY | YARD BLOCK 20 | PIPE-000806 | PIPE, PVC, 1-1/2" X 20', SCH40 | EACH | EACH | STK | 4 | 4 | 2018-07-30 | 37.9 | 36.1 | 37.9
GFM | 1605_CONTINGENCY | YARD BLOCK 6 | PIPE-000810 | PIPE, 2" X 20', COPPER | EACH | EACH | STK | 22 | 22 | 2018-07-27 | 194.17 | 184.94 | 194.17
GFM | 1605_CONTINGENCY | YARD BLOCK 6 | PIPE-000811 | PIPE, 1/4" X 20', COPPER | EACH | EACH | STK | 1 | 1 | 2018-07-27 | 45.14 | 42.99 | 45.14
GFM | 1605_CONTINGENCY | YARD BLOCK 6 | PIPE-000812 | PIPE, 24" X 24", TEE, 350D1 | EACH | EACH | STK | 3 | 3 | 2018-07-27 | 576.41 | 549 | 576.41
GFM | 1605_CONTINGENCY | YARD BLOCK 7 | PIPE-000813 | PIPE, 4" X 4" X 4", TEE, G1258 | EACH | EACH | STK | 1 | 1 | 2018-07-27 | 341.23 | 325 | 341.23
GFM | 1605_CONTINGENCY | YARD | PIPE-000815 | PIPE, 2" X 2" X 2", TEE | EACH | EACH | STK | 1 | 1 | 2018-04-04 | 89.24 | 85 | 89.24
GFM | 1605_CONTINGENCY | YARD | PIPE-000816 | PIPE, 30" X 14' 2-1/2", PVC, MFG P/N: 41459, 750MM | EACH | EACH | STK | 4 | 4 | 2018-07-31 | 787.45 | 750 | 787.45
GFM | 1605_CONTINGENCY | YARD | PIPE-000817 | PIPE, 24" X 21'L, PVC, AWW C905 | EACH | EACH | STK | 12 | 12 | 2018-07-31 | 708.7 | 675 | 708.7
GFM | 1605_CONTINGENCY | YARD | PIPE-000818 | PIPE, 30" X 21' 3"L, PVC, MFG P/N: 07114 | EACH | EACH | STK | 3 | 3 | 2018-07-31 | 787.45 | 750 | 787.45
GFM | 1605_CONTINGENCY | YARD | PIPE-000819 | PIPE, 24", SEWER | EACH | EACH | STK | 7 | 7 | 2018-04-04 | 1023.68 | 975 | 1023.68
GFM | 1605_CONTINGENCY | YARD | PIPE-000820 | PIPE, 30", SEWER | EACH | EACH | STK | 7 | 7 | 2018-04-04 | 1154.93 | 1100 | 1154.93
GFM | 1605_CONTINGENCY | YARD BLOCK 19 | PIPE-000821 | PIPE, 2-1/2" X 21', GALVANIZED, NSN: 4760002775467 | EACH | EACH | STK | 3 | 3 | 2018-07-30 | 100.98 | 96.18 | 100.98
GFM | 1605_CONTINGENCY | YARD BLOCK 21 | PIPE-000822 | PIPE, 6" X 20', PVC, GRAY | EACH | EACH | STK | 2 | 2 | 2018-07-30 | 151.28 | 144.09 | 151.28
GFM | 1605_CONTINGENCY | YARD BLOCK 21 | PIPE-000828 | PIPE, 3" X 20', PVC, BLACK | EACH | EACH | STK | 3 | 3 | 2018-07-30 | 110.86 | 105.59 | 110.86
GFM | 1605_CONTINGENCY | YARD | PIPE-000829 | PIPE, 4" X 20', PVC, BLACK | EACH | EACH | STK | 1 | 1 | 2018-07-31 | 47.25 | 45 | 47.25
GFM | 1605_CONTINGENCY | YARD | PIPE-000830 | PIPE, 3" X 20', PVC, SCH40 | EACH | EACH | STK | 2 | 2 | 2018-07-31 | 111.29 | 106 | 111.29
GFM | 1605_CONTINGENCY | YARD BLOCK 11A | PIPE-000831 | PIPE, 8-1/2" X 20', GALVANIZED, 5245212276 | EACH | EACH | STK | 2 | 2 | 2018-07-30 | 418.92 | 399 | 418.92
GFM | 1605_CONTINGENCY | YARD BLOCK 19 | PIPE-000835 | PIPE, 1/2" X 10', GALVANIZED | EACH | EACH | STK | 8 | 8 | 2018-07-30 | 39.37 | 37.5 | 39.37
GFM | 1605_CONTINGENCY | YARD | PIPE-000839 | PIPE, 2" X 20', PVC, BLACK | EACH | EACH | STK | 11 | 11 | 2018-07-31 | 47.77 | 45.5 | 47.77
GFM | 1605_CONTINGENCY | YARD BLOCK 20 | PIPE-000840 | PIPE, 4" X 20', PVC, GRAY | EACH | EACH | STK | 2 | 2 | 2018-07-30 | 204.74 | 195 | 204.74
GFM | 1605_CONTINGENCY | YARD | PIPE-000847 | PIPE, 1-1/2" X 21', GALVANIZED, P1343471, ASTMA 53, SCH40 | EACH | EACH | STK | 1 | 1 | 2018-07-31 | 82.94 | 79 | 82.94
GFM | 1605_CONTINGENCY | YARD BLOCK 19 | PIPE-000860 | PIPE, 1" X 19' 8-1/2", METAL | EACH | EACH | STK | 1 | 1 | 2018-07-30 | 78.74 | 75 | 78.74
GFM | 1605_CONTINGENCY | YARD | PIPE-000862 | PIPE, 1" X 20' 1", COPPER | EACH | EACH | STK | 1 | 1 | 2018-07-31 | 135.44 | 129 | 135.44
GFM | 1605_CONTINGENCY | YARD BLOCK 6 | PIPE-000878 | PIPE, 24" X 7'L, PVC, AWW C905 | EACH | EACH | STK | 1 | 1 | 2018-04-30 | 236.21 | 224.98 | 236.21
GFM | 1605_CONTINGENCY | YARD | PIPE-000880 | PIPE, 30" X 14' 2-1/2"L, PVC, MFG P/N: 07114 | EACH | EACH | STK | 1 | 1 | 2018-07-31 | 524.9 | 499.94 | 524.9
GFM | 1605_CONTINGENCY | SW-E-09 | PLAT-000021 | PLATE, URETHANE, APPLICATION | EACH | EACH | STK | 80 | 80 | 2018-07-26 | 4.61 | 4.39 | 4.61
GFM | 1605_CONTINGENCY | 6-C-18 | PROT-000001 | PROTECTOR, OVERLOAD, 120-600V, NEMA A 600, 7200VA, MFG P/N: 4018580101, MFG: ALLEN-BRADLEY | EACH | EACH | STK | 1 | 1 | 2018-07-24 | 148.91 | 141.83 | 148.91
GFM | 1605_CONTINGENCY | 7-B-14 | PUMP-000010 | PUMP, 1.5HP, 60HZ, RPM: 3450, VOLT: 208-230/460, FRAME: 56CZ, 3PH, TYPE: TS, M/N: KVJ56T34F5551DP, MFG P/N: 950-2691-940, MFG: MARATHON ELECTRIC | EACH | EACH | STK | 3 | 3 | 2018-04-04 | 2117.5 | 2016.8 | 2117.5
GFM | 1605_CONTINGENCY | CONTAINER 24 | PUMP-000021 | PUMP W/MOTOR, SWABY COLUMN TYPE, 416 SS SHAFT, SCH 40 HANGER COLUM DISCHARGE PIPE, 2 NPT DISCHARGE ELBOW, (MOTOR INFO: 2HP, 3PH, 208-230/460V, 6.5-6.2/3 AMPS, FRAME 56C, CODE K, 60HZ, 1725RPM, MFG P/N: VM3558, MFG: BALDOR) | EACH | EACH | STK | 1 | 1 | 2018-04-04 | 5983.04 | 5133 | 5389.3
GFM | 1605_CONTINGENCY | 7-A-18 | PUMP-000022 | PUMP, TORQUE FLOW, 3X11S, MODEL: EVM, MATL-C.I., 1750RPM, 98FT, (MOTOR SPECS: 20HP, 230/460V, 48/24AMP, 1765 RPM, FRAME: 256HPZ, 60HZ, 3PH, SER.F: 1.15, CODE: H, DES: B, CLASS: F, MFG P/N: VHECP2334T MFG: BALDOR-RELIANCE) MFG: WEMCO | EACH | EACH | STK | 1 | 1 | 2018-07-24 | 10789.1 | 14771.25 | 16316.15
GFM | 1605_CONTINGENCY | CONTAINER 5 | PUMP-000030 | PUMP ASSEMBLY (SG), 3600RPM, 100GPM, 150 HEAD, X=98, Y=96, DISCHARGE SIZE: 2.0, MFG P/N: SG-V800HA, MFG: VANTON | EACH | EACH | STK | 1 | 1 | 2018-07-06 | 7821.99 | 7450 | 7821.99
GFM | 1605_CONTINGENCY | 6-C-3 | PUMP-000032 | PUMP, CRANE, DEMING (SUBMERSIBLE PUMP), ID-7498576-001, MFG P/N: 91909-1, MFG: RELIANCE ELECTRIC, SIZE 4X8X8, 160GPM, 5-1/8 IMPELLER, TYPE SF, 1735 RPM, 14.5FT TDH, W/ MOTOR, 1.5HP, 200/400V, 60HZ, 5.29/2.65 AMPS, 3 PHASE, FRAME 140TY, SF 1.0, CODE K | EACH | EACH | STK | 1 | 1 | 2018-07-24 | 6993.44 | 6660.85 | 6993.44
GFM | 1605_CONTINGENCY | 6-A-1 | PUMP-000036 | PUMP W/MOTOR, MFG P/N: XPT73730-1, 715540561101A/7155, MFG: CRANE PUMP & SYSTEM INC. | EACH | EACH | STK | 1 | 1 | 2018-10-01 10:41 | 892.44 | 850 | 892.44
GFM | 1605_CONTINGENCY | 4-B-19 | PUMP-000037 | PUMP W/O MOTOR, MFG P/N: XPT73730-2, 715340361101B/2153, MFG: CRANE PUMP & SYSTEM INC. | EACH | EACH | STK | 1 | 1 | 2018-07-19 | 787.45 | 750 | 787.45
GFM | 1605_CONTINGENCY | AWNING | PUMP-000044 | SHAFT, PUMP | EACH | EACH | STK | 1 | 1 | 2018-07-31 | 481.92 | 459 | 481.92
GFM | 1605_CONTINGENCY | CONTAINER 14 | PUMP-000057 | PUMP, TORQUE, (MOTOR: SIZE: 4 X 11, MODEL: EVM, MATL: C.I., IMP DIA: 7.875, 120GPM, HD (FT): 57, 1800RPM, MFG: WEMCO), 10HP, 1765RPM, FRAME SIZE: L0215HPZ, SPEC# B570119, 60HZ, 230/460 VOLTS, 24.6/12.3 AMPS, CODE H, DESIGN B, INSUL CLASS: F, MFG: BALDOR RELIANCE | EACH | EACH | STK | 2 | 2 | 2018-07-30 | 15189.37 | 14467 | 15189.37
GFM | 1605_CONTINGENCY | AWNING | PUMP-7000034 | PUMP, MFG P/N: 5047001041101552, STOCK #: 91895022, MFG: PACO, TYPE NC, STANDARD FITTED W/COLUMN FOR 11 SUMP DEPTH, IMPELLER TRIMMED FOR 100 GPM @ 27 TDH (5.90DIA.) W/COUPLING AND GUARD | EACH | EACH | STK | 1 | 1 | 2018-07-31 | 4761.44 | 4535 | 4761.44
GFM | 1605_CONTINGENCY | AWNING | PUMP-8X8X17 | PUMP, 8X8X17SC, NSWR, CW, M/N: 250, MFG P/N: 76282B, MFG: ITT, INCLUDES SPARE KIT PACKAGE AND DOUBLE MECHANICAL SEAL | EACH | EACH | STK | 1 | 1 | 2018-07-31 | 28210.52 | 26868.9 | 28210.52
GFM | 1605_CONTINGENCY | YARD BLOCK 9 | REBA-000001 | REBAR, 20' | EACH | EACH | STK | 12 | 12 | 2018-07-30 | 14.7 | 14 | 14.7
GFM | 1605_CONTINGENCY | SW-C-10 | RELA-000017 | RELAY, ALTERNATING, 120V, 4207LV, 10A RES @ 240VAC, 7A IND @ 120VAC, MFG P/N: ARP43S | EACH | EACH | STK | 1 | 1 | 2018-07-26 | 192.93 | 183.75 | 192.93
GFM | 1605_CONTINGENCY | SW-C-10 | RELA-000020 | RELAY, SEQUENCING, DIVERSIFIED ELEC, MFG P/N: ARA-120-AFE | EACH | EACH | STK | 1 | 1 | 2018-07-26 | 469.35 | 447.03 | 469.35
GFM | 1605_CONTINGENCY | SW-C-10 | RELA-000023 | RELAY, 3 PDT, W/TEST BTTN, STYLE #: D3PR3A-A2, MFG: EATON | EACH | EACH | STK | 2 | 2 | 2018-07-26 | 30.45 | 29 | 30.45
GFM | 1605_CONTINGENCY | SW-C-10 | RELA-000027 | RELAY, THERMAL, OVERLOAD, MFG P/N: 48DC38AA3, MFG: SIEMENS, 30A, 3 POLES | EACH | EACH | STK | 1 | 1 | 2018-07-26 | 498.72 | 475 | 498.72
GFM | 1605_CONTINGENCY | 4-B-17 | RELA-000029 | RELAY, CONTROL, MFG P/N: KRPA14DN125, MFG: POTTER BRUMFIELD, 1/3HP, 1/2HP, 10A, 120VAC, 240VAC, 125DC | EACH | EACH | STK | 1 | 1 | 2018-07-20 | 47.25 | 45 | 47.25
GFM | 1605_CONTINGENCY | 4-B-17 | RELA-000030 | RELAY, TIMING, MFG P/N: 713UPD, MFG: JOSLYN, 600VAC | EACH | EACH | STK | 1 | 1 | 2018-07-20 | 36.74 | 34.99 | 36.74
GFM | 1605_CONTINGENCY | 4-B-17 | RING-000002 | O-RING, MFG P/N: 3-914-2 | EACH | EACH | STK | 5 | 5 | 2018-07-20 | 2.29 | 2.18 | 2.29
GFM | 1605_CONTINGENCY | 4-B-17 | RING-000024 | RING, CASING, WEAR, MFG P/N: WR-1040-463, 3-003-9 | EACH | EACH | STK | 4 | 4 | 2018-07-20 | 244.42 | 1754.99 | 244.42
GFM | 1605_CONTINGENCY | SW-D-10 | RING-000532 | O-RING, 049B | EACH | EACH | STK | 1 | 1 | 2018-07-26 | 12.6 | 12 | 12.6
GFM | 1605_CONTINGENCY | SW-D-10 | RING-000533 | O-RING, 173 NBR, MFG P/N: 00982K | EACH | EACH | STK | 3 | 3 | 2018-07-26 | 11.8 | 11.24 | 11.8
GFM | 1605_CONTINGENCY | SW-E-10 | SCR-000001 | SET, SCR, FLH, 5/16-18, MFG P/N: 6797225H, MFG: CLA-VAL | SET | SET | STK | 1 | 1 | 2018-07-26 | 15.75 | 15 | 15.75
GFM | 1605_CONTINGENCY | SW-E-10 | SCRE-000005 | SCREW, ROUND HEAD, 5/16-18 X 3-1, MFG P/N: N135 | EACH | EACH | STK | 16 | 16 | 2018-07-26 | 37.8 | 36 | 37.8
GFM | 1605_CONTINGENCY | SW-F-10 | SEAT-000018 | SEAT 100, 8-316, MFG: CLA-VAL | EACH | EACH | STK | 3 | 3 | 2018-07-26 | 6.25 | 5.95 | 6.25
GFM | 1605_CONTINGENCY | SW-F-10 | SEAT-000019 | SEAT 100, 8 VBZ, MFG P/N: V1359S | EACH | EACH | STK | 1 | 1 | 2018-07-26 | 7.3 | 6.95 | 7.3
GFM | 1605_CONTINGENCY | SW-F-10 | SENS-000006 | SENSOR, LIQUID LEVEL, 5-LEVEL, M/N: 408, MFG P/N: 98041201 | EACH | EACH | STK | 1 | 1 | 2018-07-26 | 1635.27 | 1557.5 | 1635.27
GFM | 1605_CONTINGENCY | CONTAINER 17 | SHAF-000008 | SET, BAR/SHAFT, STAINLESS STEEL, SOLID | SET | SET | STK | 2 | 2 | 2018-07-30 | 1592.75 | 1517 | 1592.75
GFM | 1605_CONTINGENCY | SW-A-11 | SLEV-000006 | SLEEVE, SHAFT, 3-009-9, 08111667001 | EACH | EACH | STK | 4 | 4 | 2018-07-25 | 1007.3 | 959.4 | 1007.3
GFM | 1605_CONTINGENCY | 4-B-17 | SLEV-000006 | SLEEVE, SHAFT, 3-009-9, 08111667001 | EACH | EACH | STK | 4 | 4 | 2018-07-20 | 1007.3 | 959.4 | 1007.3
GFM | 1605_CONTINGENCY | YARD | SLEV-000011 | SLEEVE, 24", MECHANICAL JOINT, (COUPLING), GRAY | EACH | EACH | STK | 11 | 11 | 2018-07-31 | 367.48 | 350 | 367.48
GFM | 1605_CONTINGENCY | YARD | SLEV-000012 | SLEEVE, 39", MECHANICAL JOINT, (COUPLING), BLUE | EACH | EACH | STK | 2 | 2 | 2018-07-31 | 472.47 | 450 | 472.47
GFM | 1605_CONTINGENCY | YARD BLOCK 6 | SPOO-000001 | SPOOL, METAL, SHAFT, 24" X 1' 9-1/2" | EACH | EACH | STK | 2 | 2 | 2018-07-27 | 446.22 | 425 | 446.22
GFM | 1605_CONTINGENCY | YARD BLOCK 6 | SPOO-000002 | SPOOL, METAL, SHAFT, 24" X 2' 8-1/4" | EACH | EACH | STK | 2 | 2 | 2018-07-27 | 435.72 | 415 | 435.72
GFM | 1605_CONTINGENCY | YARD BLOCK 6 | SPOO-000003 | SPOOL, METAL, 24" X 24" X 2' 8-1/4" | EACH | EACH | STK | 3 | 3 | 2018-07-27 | 524.97 | 500 | 524.97
GFM | 1605_CONTINGENCY | YARD BLOCK 6 | SPOO-000004 | SPOOL, METAL, 24" X 24" X 2' 9-1/2" | EACH | EACH | STK | 1 | 1 | 2018-07-27 | 551.21 | 525 | 551.21
GFM | 1605_CONTINGENCY | YARD | SPOO-000005 | SPOOL, METAL, 36" X 36" X 7' 8" | EACH | EACH | STK | 1 | 1 | 2018-07-31 | 629.96 | 600 | 629.96
GFM | 1605_CONTINGENCY | SW-C-08 | SPR-000001 | SPRING 100, 8302, MFG P/N: C7948H, MFG: CLA-VAL | EACH | EACH | STK | 4 | 4 | 2018-07-26 | 4.2 | 4 | 4.2
GFM | 1605_CONTINGENCY | 7-B-15 | SPRE-000001 | SPREADER, MOLDED, ASSEMBLY, MFG P/N: SA55RDXR | EACH | EACH | STK | 80 | 80 | 2018-07-26 | 62.47 | 59.5 | 62.47
GFM | 1605_CONTINGENCY | 4-B-9 | SPRI-000016 | SPRING, SIZE CAT #: 12-81-02 STOCK #: 81-02-11F, CODE: OR CLASS: 150, MFG P/N: C9516A, MFG: CLA-VAL | EACH | EACH | STK | 4 | 4 | 2018-07-20 | 222.59 | 212 | 222.59
GFM | 1605_CONTINGENCY | 5-C-11 | START-0000018 | STARTER, NON-REVERSING, M/N: J, MFG P/N: A200M1CAC, MFG: CUTLER HAMMER, STYLE: 6710C49G05, COIL-120V/60HZ, 160V/50HZ | EACH | EACH | STK | 10 | 1 | 2018-07-20 | 531.98 | 506.68 | 531.98
GFM | 1605_CONTINGENCY | SW-D-11 | START-000003 | STARTER, MAGNETIC, SIZE 1, 120V COIL, MFG P/N: A201K1BA | EACH | EACH | STK | 1 | 1 | 2018-07-26 | 490.87 | 467.53 | 490.87
GFM | 1605_CONTINGENCY | SW-D-11 | START-000013 | STARTER, NON-REVERSING, MOTOR, MFG P/N: A200M2CAC, MFG: CUTLER HAMMER, MN/: J, 120V/60HZ, 110V/50HZ, COIL, SIZE 2, STYLE: 6710C51G05 | EACH | EACH | STK | 1 | 1 | 2018-07-26 | 993.86 | 1327.18 | 993.86
GFM | 1605_CONTINGENCY | 6-C-18 | START-000017 | STARTER, MOTOR, 3PH, 115V COIL, SER: A, MAX RATINGS: 200V, 25HP, 230V 30HP, 460-575V 50HP, SIZE: 3, OVERLOAD PROTECTION DEVISE W/ OVERLOAD HEATER J46 (1EA), MFG P/N: 509DOD, MFG: ALLEN-BRADLEY | EACH | EACH | STK | 1 | 1 | 2018-07-24 | 931.35 | 887.06 | 931.35
GFM | 1605_CONTINGENCY | SW-D-11 | START-000018 | STARTER, NON-REVERSING, M/N: J, MFG P/N: A200M1CAC, MFG: CUTLER HAMMER, STYLE: 6710C49G05, COIL-120V/60HZ, 160V/50HZ | EACH | EACH | STK | 3 | 3 | 2018-07-26 | 1595.94 | 1520.04 | 1595.94
GFM | 1605_CONTINGENCY | 4-B-17 | START-000018 | STARTER, NON-REVERSING, M/N: J, MFG P/N: A200M1CAC, MFG: CUTLER HAMMER, STYLE: 6710C49G05, COIL-120V/60HZ, 160V/50HZ | EACH | EACH | STK | 1 | 2 | 2018-07-20 | 1595.94 | 1520.04 | 1595.94
GFM | 1605_CONTINGENCY | SW-D-11 | START-000022 | STARTER, MOTOR, MFG P/N: A201K0DE, SIZE 0, MODEL J, STYLE 50-28699-359, 5HP, 460/575V, 4P, 600V, 60HZ W/OVERLOAD HEATER FH40 (3EA) | EACH | EACH | STK | 1 | 1 | 2018-07-26 | 426.6 | 406.31 | 426.6
GFM | 1605_CONTINGENCY | SW-D-11 | START-000023 | STARTER, MAGNETIC, MFG P/N: CR306A102, MFG: GE, COIL: 115-120V, 60HZ, 3 POLES, OVERLOAD HEATER C356A | EACH | EACH | STK | 1 | 1 | 2018-07-26 | 425.75 | 405.5 | 425.75
GFM | 1605_CONTINGENCY | 6-B-13 | START-000024 | STARTER, MOTOR, MFG P/N: CR306D103, SIZE 2, 3P, 600V, 220/230V COIL W/OVERLOAD HEATER C330B | EACH | EACH | STK | 1 | 1 | 2018-07-23 | 943.63 | 898.75 | 943.63
GFM | 1605_CONTINGENCY | 7-B-9 | START-000025 | STARTER, MAGNETIC, SIZE 2, TYPE 1, 115-120V, 60HZ, 3 POLES W/OVERLOAD HEATER C366B (6EA), MFG P/N: CR306D102, MFG: GE | EACH | EACH | STK | 3 | 3 | 2018-07-26 | 943.63 | 898.75 | 943.63
GFM | 1605_CONTINGENCY | SW-D-11 | START-000029 | STARTER, MFG P/N: AN16AN0DC, MFG: CUTLER HAMMER, 3 POLE, 550/600V, 50/60HZ, 9A | EACH | EACH | STK | 1 | 1 | 2018-07-26 | 347.95 | 331.4 | 347.95
GFM | 1605_CONTINGENCY | 4-B-17 | START-000030 | STARTER, NON-REVERSING, MFG P/N: A200M0CW, MFG: CUTLER HAMMER, STYLE: 6710C49G14, COIL-240/60HZ, 220/50HZ, M/N: J | EACH | EACH | STK | 1 | 1 | 2018-07-20 | 484.02 | 461 | 484.02
GFM | 1605_CONTINGENCY | 4-B-9 | STEM-000006 | STEM, SIZE & CAT #: 12-81-02 STOCK #: 81-02-11F, CODE: OR CLASS: 150, MFG P/N: C4047B, MFG: CLA-VAL | EACH | EACH | STK | 8 | 8 | 2018-07-20 | 489.27 | 466 | 489.27
GFM | 1605_CONTINGENCY | SW-E-11 | STEM-000018 | STEM 100, 8303, MFG P/N: V1353B, MFG: CLA-VAL | EACH | EACH | STK | 4 | 4 | 2018-07-26 | 70.87 | 67.5 | 70.87
GFM | 1605_CONTINGENCY | SW-F-11 | SWIT-000006 | SWITCH ASSEMBLY, W/RUN/STOP LIGHTS, MFG P/N: 800FPSM32PX21 | EACH | EACH | STK | 3 | 3 | 2018-07-26 | 56.7 | 54 | 56.7
GFM | 1605_CONTINGENCY | SW-F-11 | SWIT-000023 | SWITCH UNIT, W/RUN/STOP LIGHT AND RESET SWITCH, MFG P/N: 800FPSM32PX21 | EACH | EACH | STK | 3 | 3 | 2018-07-26 | 56.7 | 54 | 56.7
GFM | 1605_CONTINGENCY | SW-F-11 | SWIT-000030 | SWITCH, FUSIBLE, 3PH, 30A, 600V, CLASS J, W/ FUSE TRAP TIME DELAY, LPJ-10SP 600V (3EA), MFG P/N: 194R-NJ030P3 | EACH | EACH | STK | 3 | 3 | 2018-09-26 14:56 | 356.98 | 340 | 356.98
GFM | 1605_CONTINGENCY | SW-F-11 | SWIT-000033 | SWITCH, HOA UNIT, 600VAC, 10A, 30MM CONTACT, MFG P/N: 9001KA3 | EACH | EACH | STK | 1 | 1 | 2018-07-26 | 60.08 | 57.22 | 60.08
GFM | 1605_CONTINGENCY | 7-C-10 | SWIT-000038 | SWITCH, SAFETY, CAT 82355R, SERIES E1, 400A, 240V, NON FUSED, W/INSULATED GROUNDED NEUTRAL DT400N | EACH | EACH | STK | 1 | 1 | 2018-04-04 | 7299.98 | 6952.81 | 7299.98
GFM | 1605_CONTINGENCY | SW-A-12 | TIME-000009 | TIMER, INPUT, 100-127V, MFG P/N: 700FSA3CU23 | EACH | EACH | STK | 1 | 1 | 2017-07-14 12:08 | 76.46 | 72.82 | 76.46
GFM | 1605_CONTINGENCY | SW-A-12 | TIME-000010 | TIMER, MULTI-MODE, 8 PIN, 100-240V-AC, CAT #: TRNP24AC, MFG: CUTLER HAMMER | EACH | EACH | STK | 1 | 1 | 2018-07-25 | 31.39 | 29.9 | 31.39
GFM | 1605_CONTINGENCY | 5-C-11 | TRAN-000015 | TRANSFORMER, CONTROL, MFG P/N: 9070T2000D1, PRIMARY VOLTAGE: 220/440, 230/460/240/480, ECONOTRAN | EACH | EACH | STK | 1 | 1 | 2018-07-20 | 443.6 | 422.5 | 443.6
GFM | 1605_CONTINGENCY | SW-B-12 | TRAN-000031 | TRANSFORMER, INDUSTRIAL, CONTROL, MFG P/N: 9070E02D3, MFG: SQUARE D, SCHNIEDER ELECTRIC, 208V, 0.1KVA, 0.07KVA, 120V | EACH | EACH | STK | 1 | 1 | 2018-07-26 | 523.33 | 498.44 | 523.33
GFM | 1605_CONTINGENCY | 7-B-17 | TRAN-000088 | TRANSFORMER, 3KVA, 50/60HZ, 240/480V, TYPE: OB, SINGLE PHASE, M/N: 915180513, MFG: GE | EACH | EACH | STK | 1 | 1 | 2018-07-25 | 160.22 | 152.6 | 160.22
GFM | 1605_CONTINGENCY | SW-C-12 | TRAN-000094 | TRANSFORMER, CONTROL, CLASS 9070, TYPE K100D18, 100VA, MFG P/N: 9070T100D18 | EACH | EACH | STK | 1 | 1 | 2018-07-26 | 319.18 | 304 | 319.18
GFM | 1605_CONTINGENCY | 7-B-12 | TRAN-000137 | TRANSFORMER, STEP DOWN, 10KVA, TYPE AP, 240 X 480 TO 120 X 240 V, 1PH, 60HZ, MFG P/N: C0010P7HSES | EACH | EACH | STK | 1 | 1 | 2018-07-25 | 1913.45 | 1822.45 | 1913.45
GFM | 1605_CONTINGENCY | 7-B-12 | TRAN-000138 | TRANSFORMER, STEP DOWN, 10KVA, TYPE AP, 240 X 480 TO 120 X 240 V, 1PH, 60HZ, DESIGN NO. F10002, MFG P/N: C0010P7GS | EACH | EACH | STK | 1 | 1 | 2018-07-25 | 1913.45 | 1822.45 | 1913.45
GFM | 1605_CONTINGENCY | 7-B-11 | TRAN-000139 | TRANSFORMER, STEP DOWN, MFG P/N: 9T23B3871, 15KVA, 480V-208Y/120, 60HZ, 3PH, TYPE QL | EACH | EACH | STK | 1 | 1 | 2018-07-25 | 3455.22 | 3290.9 | 3455.22
GFM | 1605_CONTINGENCY | 7-B-9 | TRAN-000140 | TRANSFORMER, STEP DOWN, 3KVA, 1P240/480V - 120/240V,60HZ, 1PH, TYPE QB, MFG P/N: S20K11S03N | EACH | EACH | STK | 1 | 1 | 2018-07-26 | 878.01 | 836.25 | 878.01
GFM | 1605_CONTINGENCY | 7-B-12 | TRAN-000142 | TRANSFORMER, STEP DOWN, 5KVA, TYPE AP, 240 X 480 TO 120 X 240V, 1PH, 60HZ, MFG P/N: C0005P7GS | EACH | EACH | STK | 1 | 1 | 2018-07-25 | 1187.47 | 1131 | 1187.47
GFM | 1605_CONTINGENCY | 6-B-13 | TRAN-000145 | TRANSFORMER, STEPDOWN, MFG P/N: Y48D28T09N, MFG: EATON ELECTRIC, TYPE EPT, 9KVA, 460-208/120V, 60HZ, 3P | EACH | EACH | STK | 1 | 1 | 2018-07-23 | 998.41 | 950.93 | 998.41
GFM | 1605_CONTINGENCY | SW-C-12 | TRAN-000215 | TRANSFORMER, CONTROL, CIRCUIT, 240/480V-60HZ, MFG P/N: 1497DBASX0N | EACH | EACH | STK | 1 | 1 | 2018-07-26 | 99.93 | 95.18 | 99.93
GFM | 1605_CONTINGENCY | 6-B-13 | TRAN-000218 | TRANSFORMER, STEPDOWN, 10KVA, PRIMARY VOLTS: 240-480, SECONDARY VOLTS: 120/240, 1 PHASE, MFG P/N: C0010P7HSES | EACH | EACH | STK | 1 | 1 | 2018-07-23 | 4380.11 | 4171.8 | 4380.11
GFM | 1605_CONTINGENCY | 6-C-18 | TRAN-000225 | TRANSFORMER, CONTROL, CIRCUIT, SER: A, KVA: 0.500, PRIMARY: 240/480V-60HZ, 220/440V-50HZ, SECONDARY: 120V-60HZ, 110V-50HZ, MFG P/N: 1497-G-BASX-1-N, MFG: ALLEN BRADLEY | EACH | EACH | STK | 1 | 1 | 2018-07-24 | 115.49 | 110 | 115.49
GFM | 1605_CONTINGENCY | 7-B-12 | TRAN-000229 | TRANSFORMER, MFG P/N: 9T2106000, MFG: GE, 3 PHASE, 60HZ, 432V, 456V, 480V, 208Y/120, 6KVA | EACH | EACH | STK | 1 | 1 | 2018-07-25 | 230.99 | 220 | 230.99
GFM | 1605_CONTINGENCY | SW-C-12 | TRAN-800070 | TRANSFORMER, CONTROL, 500KVA, MFG P/N: 1497GBASX3N | EACH | EACH | STK | 1 | 1 | 2018-07-26 | 196.22 | 186.89 | 196.22
GFM | 1605_CONTINGENCY | SW-C-12 | TRAN-800071 | TRANSFORMER, CONTROL, CIRCUIT, 130VA, 240/480V-60HZ, MFG P/N: 1497CBASX0N | EACH | EACH | STK | 2 | 2 | 2018-07-26 | 72.97 | 69.5 | 72.97
GFM | 1605_CONTINGENCY | 7-B-18 | VALV-000014 | VALVE, PLUG, 12, STYLE: PEF, BODY: CI, CWP: 175, DI, PLUG FACE: NBR, SEAT: N, MAX TEMP: 180F, FK1, MFG P/N: 9470851R005, MFG: DEZURIK | EACH | EACH | STK | 1 | 1 | 2018-07-25 | 6772.06 | 6450 | 6772.06
GFM | 1605_CONTINGENCY | 4-B-9 | VALV-000030 | INDICATOR, VALVE, POSITION, LENGTH 8-3/8, 12 VALVE SIZE, CAT #: 12-81-02, STOCK #81-02-11F, X101-100, MFG P/N: 31420D, MFG: CLA-VAL | EACH | EACH | STK | 8 | 8 | 2018-07-20 | 137.54 | 131 | 137.54
GFM | 1605_CONTINGENCY | CONTAINER 13 | VALV-000057 | VALVE, 12", GATE, (FLG X FLG), KENNEDY OS&Y, CAST IRON, FLANGE END | EACH | EACH | STK | 2 | 2 | 2018-07-30 | 1099.34 | 1047.06 | 1099.34
GFM | 1605_CONTINGENCY | CONTAINER 15 | VALV-000067 | VALVE, GATE, 6", KENNEDY OS&Y, CAST IRON, FLANGE END, MFG P/N: 8068A-0600 | EACH | EACH | STK | 1 | 1 | 2018-07-30 | 633.38 | 603.26 | 633.38
GFM | 1605_CONTINGENCY | CONTAINER 14 | VALV-000070 | VALVE, 8", GATE, (FLG X FLG), KENNEDY OS&Y, CAST IRON | EACH | EACH | STK | 6 | 6 | 2018-07-30 | 518.92 | 494.24 | 518.92
GFM | 1605_CONTINGENCY | CONTAINER 13 | VALV-000075 | VALVE, 16", GATE, (FLG X FLG), DI RW NRS, AFC SERIES 2500 ANSI CLASS 125 | EACH | EACH | STK | 2 | 2 | 2018-07-30 | 7955.69 | 7577.34 | 7955.69
GFM | 1605_CONTINGENCY | CONTAINER 27 | VALV-000076 | VALVE, 18", GATE, (FLG X FLG), CLOW, SERIES RW, MFG P/N: 26381821017520, MFG: AFC | EACH | EACH | STK | 1 | 1 | 2018-12-31 10:43 | 8271.42 | 7878.05 | 8271.42
GFM | 1605_CONTINGENCY | CONTAINNER 22 | VALV-000077 | VALVE, GATE, 14", NEWCO CAST STEEL, OS&Y HANDWHEEL OPERATED ANSI CLASS 150 | EACH | EACH | STK | 1 | 1 | 2018-08-16 13:42 | 7003.4 | 6670.34 | 7003.4
GFM | 1605_CONTINGENCY | CONTAINER 15 | VALV-000081 | VALVE, PLUG, 3", KENNEDY, MFG P/N: F5412-0300 | EACH | EACH | STK | 3 | 3 | 2018-07-30 | 360.04 | 342.92 | 360.04
GFM | 1605_CONTINGENCY | CONTAINER 15 | VALV-000083 | VALVE, PLUG, 6", KENNEDY, MFG P/N: F5412-0600 | EACH | EACH | STK | 4 | 4 | 2018-07-30 | 653.82 | 622.73 | 653.82
GFM | 1605_CONTINGENCY | CONTAINER 27 | VALV-000092 | VALVE, 16", SWING-FLEX, CHECK, M/N: 516A, MFG: VALMATIC | EACH | EACH | STK | 1 | 1 | 2018-07-30 | 4598.82 | 4380.11 | 4598.82
GFM | 1605_CONTINGENCY | CONTAINER 14 | VALV-000093 | VALVE, SWING CHECK, 4", KENNEDY, CAST IRON, FLANGE ENDS, MFG P/N: 106-0400 | EACH | EACH | STK | 1 | 1 | 2017-10-02 | 522.15 | 497.32 | 522.15
GFM | 1605_CONTINGENCY | CONTAINER 16 | VALV-000099 | VALVE, SWING CHECK, 8", KENNEDY, CAST IRON, FLANGE ENDS, MFG P/N: 106-0800 | EACH | EACH | STK | 1 | 1 | 2018-04-30 | 1147.85 | 1093.26 | 1147.85
GFM | 1605_CONTINGENCY | CONTAINER 16 | VALV-000100 | VALVE, SWING, CHECK, 8", KENNEDY, CAST IRON, LEVER AND SPRING, FLANGE ENDS | EACH | EACH | STK | 1 | 1 | 2018-07-30 | 1621.69 | 1544.57 | 1621.69
GFM | 1605_CONTINGENCY | CONTAINER 12 | VALV-000101 | VALVE, SWING CHECK, 8", KENNEDY, CAST IRON, LEVER AND WEIGHT, FLANGE ENDS, MFG P/N: 106LW-0800 | EACH | EACH | STK | 1 | 1 | 2018-07-30 | 1621.69 | 1544.57 | 1621.69
GFM | 1605_CONTINGENCY | CONTAINER 16 | VALV-000112 | VALVE, GATE, 10", 300-016, RED | EACH | EACH | STK | 1 | 1 | 2018-07-30 | 1543.4 | 1470 | 1543.4
GFM | 1605_CONTINGENCY | CONTAINER 14 | VALV-000113 | VALVE, 10", GATE, RED, 200W | EACH | EACH | STK | 2 | 2 | 2018-07-30 | 1188.52 | 1132 | 1188.52
GFM | 1605_CONTINGENCY | CONTAINER 16 | VALV-000117 | VALVE, GATE, 10", BLACK | EACH | EACH | STK | 1 | 1 | 2018-07-30 | 2519.84 | 2400 | 2519.84
GFM | 1605_CONTINGENCY | CONTAINER 14 | VALV-000118 | VALVE, 12", GATE, (FLG X FLG), RED, AWWA 12 200W, MFG P/N: U512BLAFSF | EACH | EACH | STK | 1 | 1 | 2018-07-30 | 2519.84 | 2400 | 2519.84
GFM | 1605_CONTINGENCY | CONTAINER 14 | VALV-000120 | VALVE, GATE, 12" RED, 200W | EACH | EACH | STK | 3 | 3 | 2018-07-30 | 2519.84 | 2400 | 2519.84
GFM | 1605_CONTINGENCY | 5-B-1 | VALV-000124 | VALVE, 3", CHECK, M/N: 125, SWC31-LW, BODY: ASTM, A536 | EACH | EACH | STK | 4 | 4 | 2018-07-20 | 631.7 | 601.66 | 631.7
GFM | 1605_CONTINGENCY | CONTAINER 15 | VALV-000135 | VALVE W/ LEVER AND WEIGHT, 10, SWING CHECK, BODY: DI, MAX PRESSURE:250 PSI, DISK: DI+NBR, MFG: GA INDUSTRIES, LLC | EACH | EACH | STK | 6 | 6 | 2018-07-30 | 2288.85 | 1610 | 1690.39
GFM | 1605_CONTINGENCY | CONTAINER 13 | VALV-000145 | VALVE, 12", SWING-FLEX, CHECK, 250 PSI, MFG P/N: 512A, MFG: VAL-MATIC | EACH | EACH | STK | 6 | 6 | 2018-07-30 | 4869.72 | 4638.13 | 4869.72
GFM | 1605_CONTINGENCY | SW-D-12 | VALV-000157 | VALVE, GLOBE, MFG P/N: 6810005G, MFG: CLA-VAL, 3/4", BRZ | EACH | EACH | STK | 6 | 6 | 2018-07-26 | 47.25 | 45 | 47.25
GFM | 1605_CONTINGENCY | SW-D-12 | VALV-000158 | VALVE, ANGLE, CGA, 3/4", BRZ, MFG P/N: 6810105E, MFG: CLA-VAL | EACH | EACH | STK | 6 | 6 | 2018-07-26 | 131.24 | 125 | 131.24
GFM | 1605_CONTINGENCY | SW-D-12 | VALV-000159 | VALVE | EACH | EACH | STK | 3 | 3 | 2018-07-26 | 157.49 | 150 | 157.49
GFM | 1605_CONTINGENCY | CONTAINER 27 | VALV-000160 | VALVE, 16, BALLCENTRIC, ECCENTRIC, PLUG, SEATEND, BLUE, MFG P/N: A126CLB/450MMPN-16, MFG: PRATT HENRY COMPANY | EACH | EACH | STK | 2 | 2 | 2018-07-30 | 4140.3 | 3943.4 | 4140.3
GFM | 1605_CONTINGENCY | CONTAINER 13 | VALV-000164 | VALVE, 12", GATE, (MJ X MJ), SERIES RW, MFG P/N: 2512-1, MFG: AFC | EACH | EACH | STK | 4 | 4 | 2018-07-30 | 935.49 | 891 | 935.49
GFM | 1605_CONTINGENCY | YARD | VALV-000165 | VALVE, 24", BUTTERFLY, MFG P/N: 300206 | EACH | EACH | STK | 2 | 2 | 2018-07-31 | 1816.2 | 1729.83 | 1816.2
GFM | 1605_CONTINGENCY | YARD BLOCK 7 | VALV-000167 | VALVE, GATE, 6", (FLG X MJ), MFG P/N: KSII28412, MFG: KENNEDY | EACH | EACH | STK | 2 | 2 | 2018-07-27 | 316.69 | 301.63 | 316.69
GFM | 1605_CONTINGENCY | YARD BLOCK 7 | VALV-000168 | VALVE, 6", DUCTILE IRON, CHECK, 199862225 | EACH | EACH | STK | 4 | 4 | 2018-07-27 | 671.96 | 640 | 671.96
GFM | 1605_CONTINGENCY | YARD | VALV-000169 | VALVE, GATE, 12", 1010015, BLACK, MFG: CLAVAL | EACH | EACH | STK | 1 | 1 | 2018-07-31 | 1543.4 | 1470 | 1543.4
GFM | 1605_CONTINGENCY | YARD BLOCK 7 | VALV-000170 | VALVE, GATE, 8", RED, (FLG X FLG), KSII12416, MFG: KENNEDY | EACH | EACH | STK | 3 | 3 | 2018-07-27 | 465.12 | 443 | 465.12
GFM | 1605_CONTINGENCY | YARD BLOCK 7 | VALV-000171 | VALVE, GATE, 10", 10102020, (FLG X FLG), MFG: KENNEDY | EACH | EACH | STK | 3 | 3 | 2018-07-27 | 1543.4 | 1470 | 1543.4
GFM | 1605_CONTINGENCY | YARD BLOCK 7 | VALV-000172 | VALVE, CONTROL, 6" X 6", BLUE, M/N: 030-9781, 4D3015, MFG: FLOWMATIC | EACH | EACH | STK | 1 | 1 | 2018-07-27 | 1574.9 | 1500 | 1574.9
GFM | 1605_CONTINGENCY | YARD BLOCK 7 | VALV-000173 | VALVE, GATE, 4", (MJ X FLG), MFG P/N: KSII25408, 5D23, MFG: KENNEDY | EACH | EACH | STK | 1 | 1 | 2018-07-27 | 217.4 | 207.06 | 217.4
GFM | 1605_CONTINGENCY | CONTAINER 13 | VALV-000174 | VALVE, 24", GATE, (FLG X FLG), C515, F05608, ANSI/INSF-61 | EACH | EACH | STK | 1 | 1 | 2018-07-30 | 13649.12 | 13000 | 13649.12
GFM | 1605_CONTINGENCY | CONTAINER 15 | VALV-000176 | VALVE, 14" GRAY, 150WCB77, 7712060615AN | EACH | EACH | STK | 1 | 1 | 2018-07-30 | 1574.9 | 1500 | 1574.9
GFM | 1605_CONTINGENCY | CONTAINER 14 | VALV-000177 | VALVE, 16", SWING CHECK, BLACK, C516A020703ASAS, A213935, C5015 | EACH | EACH | STK | 2 | 2 | 2018-07-30 | 4598.82 | 4380.11 | 4598.82
GFM | 1605_CONTINGENCY | CONTAINER 14 | VALV-000178 | VALVE, 18", GATE, (FLG X FLG), RED, D09266, AFC2578, F05800, 2518ALCFFF, A21393S1 | EACH | EACH | STK | 2 | 2 | 2018-07-30 | 8189.47 | 7800 | 8189.47
GFM | 1605_CONTINGENCY | CONTAINER 14 | VALV-000179 | VALVE, 16", GATE, (FLG X FLG), RED, AFC2516, C515, F05592, 2516ALCFFF | EACH | EACH | STK | 2 | 2 | 2018-07-30 | 5046.12 | 4806.14 | 5046.12
GFM | 1605_CONTINGENCY | CONTAINER 16 | VALV-000183 | VALVE, 12", GATE, (MJ X MJ), 300-016, BLACK | EACH | EACH | STK | 1 | 1 | 2018-07-30 | 1543.4 | 1470 | 1543.4
GFM | 1605_CONTINGENCY | CONTAINER 11 | VALV-030340 | VALVE, CHECK, 3" , 340W LEVER & WEIGHT, SWING, MFG P/N: SWC31LW | EACH | EACH | STK | 4 | 4 | 2018-07-30 | 631.7 | 601.66 | 631.7
GFM | 1605_CONTINGENCY | SW-F-12 | WASH-000044 | WASHER, SPACER, RED, MFG P/N: V5133D, MFG: CLA-VAL, NSN: 5310011609959 | EACH | EACH | STK | 4 | 4 | 2018-07-26 | 1.72 | 1.64 | 1.72
GFM | 1605_CONTINGENCY | SW-F-12 | WASH-000045 | WASHER, DIAPHRAGM, 100, 8CI, MFG P/N: V1354K, MFG: CLA-VAL | EACH | EACH | STK | 4 | 4 | 2018-07-26 | 67.2 | 64 | 67.2
427603.37

## 1606000 GFM
FURNISHED | STOREROOM | BINNUM | VENDOR | ITEMNUM | DESCRIPTION | ORDERUNIT | ISSUEUNIT | CATEGORY | CURBAL | PHYSCNT | PHYSCNTDATE | STDCOST | AVGCOST | LASTCOST
GFM | 1607_CONTINGENCY | 1-D-14 |  | ACCU-000001 | ACCUMULATOR, OIL, MFG: COSMODYNE, MFG P/N: 3207215-15, PORTITEM #15-5 | EACH | EACH | STK | 1 | 1 | 2018-07-17 | 124.1 | 118.2 | 124.1
GFM | 1607_CONTINGENCY | 4-B-1 |  | ACTU-000003 | ACTUATOR, NORM VER, (FOR FCV-101), MFG P/N: SARM10.1-B3/13, MFG: AUMA | EACH | EACH | STK | 1 | 1 | 2017-04-06 17:09 | 5464.9 | 5205 | 5464.9
GFM | 1607_CONTINGENCY | 5-C-6 |  | ACTU-000005 | ACTUATOR, ROTARY, 160 PSI, M/N: C-575U-D000, MFG: MORIN | EACH | EACH | STK | 1 | 1 | 2018-07-20 | 5375.65 | 5375.65 | 5375.65
GFM | 1607_CONTINGENCY | SW-C-01 |  | ACUT-000001 | SET, SHUTOFF SYSTEM, HALOGEN EMERGENCY GAS, (ECLIPSE ACUATOR SYSTEM #67) AND SHUTOFF SYSTEM ACCESSORIES, HALOGEN EMERGENCY GAS, (ECLIPSE ACUATOR SYSTEM ACCESSORIES #68), CONTROL PANEL 1EA, REMOTE KILL BUTTON 2EA, 12FT CABLE 2EA, WALL BRACKET 2EA, VACUUM REGULATOR EXTENSION AND ADAPTERS | SET | SET | STK | 1 | 1 | 2018-07-26 | 15086.47 | 14369 | 15086.47
GFM | 1607_CONTINGENCY | SW-E-07 |  | ACUT-000001 | SET, SHUTOFF SYSTEM, HALOGEN EMERGENCY GAS, (ECLIPSE ACUATOR SYSTEM #67) AND SHUTOFF SYSTEM ACCESSORIES, HALOGEN EMERGENCY GAS, (ECLIPSE ACUATOR SYSTEM ACCESSORIES #68), CONTROL PANEL 1EA, REMOTE KILL BUTTON 2EA, 12FT CABLE 2EA, WALL BRACKET 2EA, VACUUM REGULATOR EXTENSION AND ADAPTERS | SET | SET | STK | 1 | 1 | 2018-05-29 14:48 | 15086.47 | 14369 | 15086.47
GFM | 1607_CONTINGENCY | CONTAINER 11 |  | ADAP-000001 | ADAPTER, FLANGED, END, 14", (MJ X FLG), MFG: TYLER UNION | EACH | EACH | STK | 2 | 2 | 2018-07-30 | 461.01 | 439.09 | 461.01
GFM | 1607_CONTINGENCY | CONTAINER 11 |  | ADAP-000002 | ADAPTER, FLANGED, END, 16", (MJ X FLG), MFG: TYLER UNION | EACH | EACH | STK | 2 | 2 | 2018-07-30 | 535.43 | 509.97 | 535.43
GFM | 1607_CONTINGENCY | SW-A-01 |  | ADAP-000007 | ADAPTER, I/O ETHERNET, MFG P/N: 1794-AENT, 96344090, 96344080, MFG: ALLEN BRADLEY | EACH | EACH | STK | 1 | 1 | 2018-07-25 | 974.34 | 928 | 974.34
GFM | 1607_CONTINGENCY | SW-E-04 |  | ADAP-000014 | ADAPTER, 1/8" NPTS/16" TUBE, (FITTING, VINEGAR, FEED, TUBING), MFG P/N: 4H5012, MFG: HACH COMPANY | EACH | EACH | STK | 1 | 1 | 2017-04-06 17:05 | 15.75 | 15 | 15.75
GFM | 1607_CONTINGENCY | SW-A-01 |  | ADAP-000017 | ADAPTER, 1-1/4", MALE, PVC, SCH80, MFG P/N: 304148, MFG: CHARLOTTE | EACH | EACH | STK | 12 | 12 | 2018-07-25 | 5.18 | 4.93 | 5.18
GFM | 1607_CONTINGENCY | SW-A-01 |  | ADAP-000018 | ADAPTER, 1-1/4", FEMALE, PVC, SCH80, MFG P/N: 303148, MFG: CHARLOTTE | EACH | EACH | STK | 17 | 17 | 2018-07-25 | 5.18 | 4.93 | 5.18
GFM | 1607_CONTINGENCY | SW-A-01 |  | ADAP-000020 | ADAPTER, 2", FEMALE, PVC, SCH80, MFG P/N: 303208, MFG: LASCO | EACH | EACH | STK | 6 | 6 | 2018-07-25 | 11.09 | 10.56 | 11.09
GFM | 1607_CONTINGENCY | SW-A-01 |  | ADAP-000021 | ADAPTER, 1", MALE, PVC, SCH80, MFG P/N: 304108, MFG: GENOVA | EACH | EACH | STK | 5 | 5 | 2018-07-17 | 3.51 | 3.34 | 3.51
GFM | 1607_CONTINGENCY | SW-A-01 |  | ADAP-000022 | ADAPTER, 1", FEMALE, PVC, SCH80, MFG P/N: 303108, MFG: LASCO | EACH | EACH | STK | 12 | 12 | 2018-07-25 | 3.2 | 3.05 | 3.2
GFM | 1607_CONTINGENCY | SW-C-16 |  | ADAP-000023 | ADAPTER, 1-1/2", MALE, PVC, SCH80, MFG P/N: 304158, MFG: GENOVA | EACH | EACH | STK | 3 | 3 | 2017-04-06 16:36 | 5.86 | 5.58 | 5.86
GFM | 1607_CONTINGENCY | SW-A-01 |  | ADAP-000024 | ADAPTER, 1-1/2", FEMALE, PVC, SCH80, MFG P/N: 303158, MFG: LASCO | EACH | EACH | STK | 8 | 8 | 2018-07-25 | 6.33 | 6.03 | 6.33
GFM | 1607_CONTINGENCY | SW-B-01 |  | ALTE-000003 | ALTENATOR, OPEN TANK, MECHANICAL, MFG P/N: 9038AG1, MFG: SQUARE D, 115-230, A600 | EACH | EACH | STK | 1 | 1 | 2018-07-25 | 177.37 | 168.93 | 177.37
GFM | 1607_CONTINGENCY | SW-B-01 |  | AMME-000001 | AMMETER SWITCH, ROTARY TYPE, 4 POSITIONS: OFF, L1, L2, L3, MFG P/N: TO-2 8021/E | EACH | EACH | STK | 1 | 1 | 2018-07-25 | 58.87 | 56.07 | 58.87
GFM | 1607_CONTINGENCY | 4-B-17 |  | AMME-000003 | AMMETER, AC, MFG P/N: 103131LSSF, MFG: DAE INSTRUMENTS SERVICE INC, RANGE: 0-5AAC, SCALE: 0-500AMPS | EACH | EACH | STK | 1 | 1 | 2018-07-20 | 186.66 | 177.78 | 186.66
GFM | 1607_CONTINGENCY | SW-C-01 |  | ANAL-000001 | ANALYZER, CHLORINE, RESIDUAL, 1770 SERIES, 120/220/240V, MFG P/N: 177001-QC2, MFG: SEVERN TRENT CAPITAL CONTROLS | EACH | EACH | STK | 2 | 2 | 2018-07-26 | 5294.81 | 4544 | 3723.06
GFM | 1607_CONTINGENCY | SW-D-18 |  | ANLG-000004 | ANALOG ASSEMBLY, THERMOWELL, MFG P/N: 400-00417-A | EACH | EACH | STK | 1 | 1 | 2017-04-06 17:56 | 285.58 | 289.62 | 322.58
GFM | 1607_CONTINGENCY | SW-C-18 |  | ANLG-000004 | ANALOG ASSEMBLY, THERMOWELL, MFG P/N: 400-00417-A | EACH | EACH | STK | 1 | 1 | 2017-04-06 16:06 | 285.58 | 289.62 | 322.58
GFM | 1607_CONTINGENCY | SW-B-01 |  | ANLY-000001 | FUSE, ANALYZER, RESIDUAL CHLORINE, MFG P/N: 1000G3315-101 | EACH | EACH | STK | 2 | 2 | 2018-07-25 | 78.74 | 75 | 78.74
GFM | 1607_CONTINGENCY | SW-B-01 |  | ANLY-000002 | FUSE, ANALYZER, MIXING MOTOR/PUMP, 5A, 250VAC, RESIDUAL CHLORINE, MFG P/N: 1F1024 | EACH | EACH | STK | 2 | 2 | 2018-07-25 | 78.74 | 75 | 78.74
GFM | 1607_CONTINGENCY | SW-B-01 |  | ANLY-000003 | ANALYZER, FLUORIDE, MFG P/N: 873DPX AIYFGZ | EACH | EACH | STK | 1 | 1 | 2018-07-25 | 2194.36 | 2090 | 2194.36
GFM | 1607_CONTINGENCY | SW-B-01 |  | ANLY-000004 | ANALYZER, TYPICAL, CONDUCTIVITY, MFG P/N: 873-EC-AIXFGZ | EACH | EACH | STK | 1 | 1 | 2018-07-25 | 1540.25 | 1467 | 1540.25
GFM | 1607_CONTINGENCY | SW-B-01 |  | ANLY-000005 | ANALYZER, TYPICAL, PH, MFG P/N: 873PH-AIXFGZ | EACH | EACH | STK | 1 | 1 | 2018-07-25 | 1543.4 | 1470 | 1543.4
GFM | 1607_CONTINGENCY | SW-B-01 |  | ANTE-000003 | ANTENNA, 11DBI, 7 ELEMENT YAGI, 900MHZ, MFG P/N: A-YHB, YA5900W, MFG: DATA-LINK GROUP, LARSEN A PULSE BRAND | EACH | EACH | STK | 1 | 1 | 2018-07-25 | 188.99 | 180 | 188.99
GFM | 1607_CONTINGENCY | SW-B-01 |  | ARRE-000004 | ARRESTOR, SECONDARY, SURGE, (SURGE PROTECTIVE DEVICE), SERIES: 002, VOLTS: 120/240, 208Y/120V, 380Y/220V, 400Y/230, 480Y/277V, 600Y/347V, 1N: 10KA, SCCR: 200KA, MCOV: 750V L-N, 1500V L-L, FREQUENCY: 50/60 HZ, TYPE 1 SPD, TYPE 4X ENCLOSURE, MFG P/N: SDSA3650, MFG: SCHNEIDER ELECTRIC | EACH | EACH | STK | 7 | 7 | 2018-07-25 | 220.49 | 210 | 220.49
GFM | 1607_CONTINGENCY | SW-B-01 |  | ASSE-000002 | FRONT BODY ASSEMBLY, SO2, MFG P/N: A-263 | EACH | EACH | STK | 4 | 4 | 2018-07-25 | 657.05 | 625.8 | 657.05
GFM | 1607_CONTINGENCY | SW-B-01 |  | ASSE-000010 | ASSEMBLY, LAMP, (FOR SURFACE SCATTER 2), MFG P/N: 4503400, MFG: HACH CO. | ASSEMBLY | ASSEMBLY | STK | 4 | 4 | 2019-01-31 16:28 | 58.48 | 55.7 | 58.48
GFM | 1607_CONTINGENCY | SW-C-01 |  | ASSE-000018 | ASSEMBLY, SEAT #2 POPPET 2.5"-6" MFG P/N: 3507ST-180 MFG WILKINS ZURN | SET | SET | STK | 2 | 2 | 2018-08-06 09:10 | 210.97 | 210.97 | 210.97
GFM | 1607_CONTINGENCY | SW-C-01 |  | ASSE-000019 | ASSEMBLY, CHECK #2 2.5"-6" MFG P/N: 3507ST-300B WILKINS ZURN | SET | SET | STK | 2 | 2 | 2018-08-06 09:10 | 226.17 | 226.17 | 226.17
GFM | 1607_CONTINGENCY | SW-B-01 |  | ASSE-000020 | ASSEMBLY, RELIEF VALVE STEM (375A/AST) MFG P/N: 3707-50 MFG WILKINS ZURN | SET | SET | STK | 2 | 2 | 2018-08-06 09:10 | 84.79 | 84.79 | 84.79
GFM | 1607_CONTINGENCY | SW-B-01 |  | ASSE-000021 | ASSEMBLY, SEAT #1 POPPET 2.5"-6" MFG P/N: 3709-180 MFG WILKINS ZURN | SET | SET | STK | 2 | 2 | 2018-08-06 09:10 | 237.78 | 237.78 | 237.78
GFM | 1607_CONTINGENCY | SW-A-01 |  | ASSE-000022 | ASSEMBLY, SEAT #2 POPPET 2.5"-6" MFG P/N: 3509-180 MFG WILKINS ZURN | SET | SET | STK | 2 | 2 | 2018-08-06 09:10 | 316.59 | 316.59 | 316.59
GFM | 1607_CONTINGENCY | SW-A-01 |  | ASSE-000023 | ASSEMBLY, CHECK #1 2.5"-6" MFG P/N:3709-300 MFG WILKINS ZURN | SET | SET | STK | 2 | 2 | 2018-08-06 09:10 | 236.49 | 236.49 | 236.49
GFM | 1607_CONTINGENCY | SW-A-01 |  | ASSE-000024 | ASSEMBLY, #2 CHECK 2.5"-6" P/N: 3509-300B MFG WILKINS ZURN | SET | SET | STK | 2 | 2 | 2018-08-06 09:10 | 226.17 | 226.17 | 226.17
GFM | 1607_CONTINGENCY | SW-A-01 |  | ASSE-000025 | ASSEMBLY, SEAT #1 POPPET 2.5"-6" MFG P/N: 3709ST-180 MFG WILKINS ZURN | SET | SET | STK | 2 | 2 | 2018-08-06 09:10 | 237.72 | 237.72 | 237.72
GFM | 1607_CONTINGENCY | SW-A-01 |  | ASSE-000026 | ASSEMBLY, #1 CHECK 2.5"-6" MFG P/N: 3709ST-300 MFG WILKINS ZURN | SET | SET | STK | 2 | 2 | 2018-08-06 09:10 | 267.98 | 267.98 | 267.98
GFM | 1607_CONTINGENCY | SW-A-01 |  | ASSE-000027 | ASSEMBLY, 2" IN HEAD ONLY, MFG P/N: 63010-025 MFG BADGER METER INC. | EACH | EACH | STK | 4 | 4 | 2018-09-14 15:35 | 636.13 | 636.13 | 636.13
GFM | 1607_CONTINGENCY | SW-B-01 |  | ASSE-000028 | ASSEMBLY, 3" IN HEAD ONLY, MFG P/N:63010-026 MFG BADGER METER, INC. | EACH | EACH | STK | 2 | 2 | 2018-09-14 15:35 | 739.9 | 739.9 | 739.9
GFM | 1607_CONTINGENCY | SW-B-01 |  | ASSE-000029 | ASSEMBLY, 4" IN HEAD ONLY, MFG P/N: 63010-027 MFG BADGER METER, INC. | EACH | EACH | STK | 2 | 2 | 2018-09-14 15:35 | 755.95 | 755.95 | 755.95
GFM | 1607_CONTINGENCY | SW-D-16 |  | ASSE-000041 | ASSEMBLY, DRY GLAND, NATURAL 2 X 2 PUMP MFG: 09110002325 MFG; McLANAHAN | EACH | EACH | STK | 2 | 2 | 2018-11-28 09:35 | 2585.15 | 2585.15 | 2585.15
GFM | 1607_CONTINGENCY | 7-C-10 |  | AUGE-000001 | AUGER, BI-DIRECTIONAL, MFG P/N: IB100310-3, MFG: AUGER UNLIMITED | EACH | EACH | STK | 8 | 8 | 2018-07-25 | 2748.72 | 2767.82 | 2965.01
GFM | 1607_CONTINGENCY | CONTAINER 15 |  | BACK-000002 | PREVENTER, BACKFLOW, 909NRS, 2.5", MFG: WATTS | EACH | EACH | STK | 2 | 2 | 2018-07-30 | 2716.47 | 2587.28 | 2716.47
GFM | 1607_CONTINGENCY | AWNING |  | BACK-000004 | BACKFLOW ASSEMBLY, 2-1/2 RPZ, SERIES 909OSY, FUSED EPOXY COATED CAST IRON BODY, MFG P/N: 0387152, MFG: WATTS | EA | EACH | STK | 3 | 3 | 2018-07-31 | 2588.04 | 1831.73 | 2588.04
GFM | 1607_CONTINGENCY | AWNING |  | BACK-000010 | BACKFLOW ASSEMBLY, 10, SERIES 909M1OSY, FUSED EPOXY COATED CAST IRON BODY, MFG P/N: 0385625, MFG: WATTS | EACH | EACH | STK | 1 | 1 | 2018-07-31 | 8618.2 | 8208.34 | 8618.2
GFM | 1607_CONTINGENCY | 6-B-4 |  | BAG-000001 | BAG ASSEMBLY, DUST, COLLECTOR, MFG P/N: 5690602, MP551, MFG: DONALDSON COMPANY, INC. | EACH | EACH | STK | 5 | 5 | 2018-07-23 | 1588.55 | 1357.4 | 771.7
GFM | 1607_CONTINGENCY | SW-D-01 |  | BALL-000003 | BALL BEARING INBOARD, 0005262 | EACH | EACH | STK | 1 | 1 | 2018-04-04 | 156.18 | 148.75 | 156.18
GFM | 1607_CONTINGENCY | SW-C-01 |  | BALL-000004 | BEARING, INBOARD, BALL, MFG P/N: 0005262, 6210-C3, MFG: NSK | EACH | EACH | STK | 9 | 9 | 2018-09-26 14:56 | 163.98 | 163.98 | 163.98
GFM | 1607_CONTINGENCY | SW-C-01 |  | BALL-000005 | BEARING, OUTBOARD, BALL, MFG P/N: 0039989, MFG: NSK | EACH | EACH | STK | 7 | 7 | 2018-07-26 | 295.17 | 258 | 270.88
GFM | 1607_CONTINGENCY | SW-C-14 |  | BALL-000006 | BEARING, OUTBOARD, BALL, MFG P/N: 0039989, MFG: SKF 5210-E-Z/C3 | EACH | EACH | STK | 1 | 1 | 2018-07-26 | 295.17 | 281.13 | 295.17
GFM | 1607_CONTINGENCY | SW-B-01 |  | BAND-000001 | BAND, RIDER, MFG P/N: 32287294, MFG: INGERSOLL RAND | EACH | EACH | STK | 1 | 1 | 2018-09-26 14:56 | 107.24 | 107.24 | 107.24
GFM | 1607_CONTINGENCY | 7-A-13 |  | BAND-000002 | BAND KIT, RING/RIDER, FIRST STAGE, MFG P/N: 97335889, MFG: INGERSOLL RAND | KIT | KIT | STK | 1 | 1 | 2018-07-24 | 672.23 | 656.25 | 672.23
GFM | 1607_CONTINGENCY | 7-A-13 |  | BAND-000003 | BAND KIT, RING/RIDER, SECOND STAGE, MFG P/N: 97335871, MFG: INGERSOLL RAND | KIT | KIT | STK | 1 | 1 | 2018-07-24 | 407.3 | 397.62 | 407.3
GFM | 1607_CONTINGENCY | 1-B-15 |  | BAR-000001 | BAR, LOWER SHEAR, MFG P/N: 04700814-000, 1983 CHICAGO PUMP COMMINUTOR, MODEL 10A | EACH | EACH | STK | 4 | 4 | 2018-07-17 | 89.11 | 84.87 | 89.11
GFM | 1607_CONTINGENCY | 3-B-10 | INDIGO | BAR-000008 | BAR, CROSS, MFG PN: 59696-001, MFG: BADGER | EACH | EACH | STK | 12 | 12 | 2017-10-03 | 1.4 | 1.4 | 1.4
GFM | 1607_CONTINGENCY | SW-D-01 |  | BASE-000001 | BASE, TERMINAL, MFG P/N: 1794-TB3, 96145477, MFG: ALLEN BRADLEY | EACH | EACH | STK | 1 | 1 | 2018-07-26 | 264.58 | 252 | 264.58
GFM | 1607_CONTINGENCY | SW-D-01 |  | BASE-000002 | BASE, SURGE, MODULE, VAL-MS, BE/FM, MFG P/N: 400-00502, MFG: PHEONIX CONTACT | EACH | EACH | STK | 3 | 3 | 2018-07-26 | 71.13 | 67.75 | 71.13
GFM | 1607_CONTINGENCY | SW-D-01 |  | BATT-700013 | BATTERY, RECHARGABLE 12V, 18.0AMP. HR, POWER SONIC, MFG P/N: PS12180NB | EACH | EACH | STK | 2 | 2 | 2018-07-26 | 46.2 | 44 | 46.2
GFM | 1607_CONTINGENCY | SW-D-04 |  | BATT-700013 | BATTERY, RECHARGABLE 12V, 18.0AMP. HR, POWER SONIC, MFG P/N: PS12180NB | EACH | EACH | STK | 2 | 2 | 2018-04-10 10:16 | 46.2 | 44 | 46.2
GFM | 1607_CONTINGENCY | SW-D-01 |  | BATT-700015 | BATTERY ASSEMBLY, MFG P/N: 1756-BA1, BULLETIN: 1756, LOGIX5000, 10612598173775, MFG: A-B QUALITY | EACH | EACH | STK | 6 | 6 | 2018-07-26 | 94.49 | 90 | 94.49
GFM | 1607_CONTINGENCY | SW-D-13 |  | BATT-SAFETC | BATTERY, FOR SAFE TC WA07-256, 12V/20HR, MFG P/N: BP5-12, MFG: BB | EACH | EACH | STK | 3 | 3 | 2018-07-26 | 64.75 | 61.67 | 64.75
GFM | 1607_CONTINGENCY | SW-D-01 |  | BEAR-000018 | SEAL, BEARING, MFG P/N: 3-177-9 | EACH | EACH | STK | 4 | 4 | 2018-07-26 | 49.17 | 46.83 | 49.17
GFM | 1607_CONTINGENCY | SW-D-01 |  | BEAR-000025 | BEARING, DRIVE GEAR MOTOR RM-0134A, ITEM# 105, INPUT 124/140, #217, MFG P/N: 1662, 6230D, 117990 | EACH | EACH | STK | 1 | 1 | 2018-07-26 | 643.61 | 613 | 643.61
GFM | 1607_CONTINGENCY | SW-C-14 |  | BEAR-000026 | BEARING, DRIVE GEAR MOTOR, ITEM# 105, RM-0134A, MOTOR DFT71/80, #11, MFG P/N: 8069808, 117991 | EACH | EACH | STK | 1 | 1 | 2018-07-26 | 21.89 | 20.85 | 21.89
GFM | 1607_CONTINGENCY | SW-D-16 |  | BEAR-000050 | BEARING, FRONT, 1-1/2 X 1-1/2 FOR 2 X 2 PUMP MFGP/N: NU2309 ECP MFG; SKF EXPLORER | EACH | EACH | STK | 4 | 4 | 2018-11-28 09:35 | 430.56 | 430.56 | 430.56
GFM | 1607_CONTINGENCY | SW-D-01 |  | BEAR-000053 | BEARING #25 NUP206E CXL BRG RF57INT (R72) MFG P/N: 00136964 | EACH | EACH | STK | 1 | 1 | 2018-07-26 | 227.75 | 216.92 | 227.75
GFM | 1607_CONTINGENCY | SW-D-01 |  | BEAR-000054 | BEARING #30 6304 B BRG F-FAF77 R77-87 (R93) MFG P/N: 00105082 | EACH | EACH | STK | 2 | 2 | 2018-07-26 | 66.23 | 63.08 | 66.23
GFM | 1607_CONTINGENCY | SW-D-01 |  | BEAR-000055 | BEARING #34 NUP2205E CYL BRG (R-RUF72) MFG: NSK MFG P/N: 00121568 | EACH | EACH | STK | 1 | 1 | 2018-07-26 | 234.22 | 223.08 | 234.22
GFM | 1607_CONTINGENCY | SW-A-05 |  | BEAR-000057 | BEARING #42, BALL AND ROLLER 22309E SPHER BRG (R/RF143) MFG: KOYO MFG P/N: 00105945 | EACH | EACH | STK | 1 | 1 | 2018-09-17 | 51.69 | 49.23 | 51.69
GFM | 1607_CONTINGENCY | 1-B-15 |  | BEAR-000065 | BEARING, 3", BUSHING | EACH | EACH | STK | 3 | 3 | 2018-07-17 | 49.35 | 47 | 49.35
GFM | 1607_CONTINGENCY | 1-B-15 |  | BEAR-000066 | BEARING, LOCK, WASHER, MFG: YEOMANS CHICAGO CORPORATION, MFG P/N: C-4-2-8 | EACH | EACH | STK | 1 | 1 | 2018-07-17 | 88.74 | 84.52 | 88.74
GFM | 1607_CONTINGENCY | SW-B-15 |  | BEAR-000068 | BEARING, CC/W33, REPLACEMENT, MFG P/N: 22222E, MFG: SKF | EACH | EACH | STK | 1 | 1 | 2018-07-26 | 75.69 | 72.09 | 75.69
GFM | 1607_CONTINGENCY | SW-D-01 |  | BEAR-000069 | BEARING, ROLLER, MFG P/N: BR-00-1A, MFG: URB | EACH | EACH | STK | 1 | 1 | 2018-07-26 | 122.84 | 117 | 122.84
GFM | 1607_CONTINGENCY | SW-A-05 |  | BEAR-000070 | BEARING, NU312ET | EACH | EACH | STK | 1 | 1 | 2018-09-17 | 820.56 | 781.54 | 820.56
GFM | 1607_CONTINGENCY | SW-D-01 |  | BEAR-000072 | BEARING, SQUARE, FLANGE, MFG P/N: MUCFPL205-16W, B1179, MFG: AMI BEARINGS INC | EA | EACH | STK | 7 | 7 | 2018-07-26 | 732.85 | 418.8 | 366.43
GFM | 1607_CONTINGENCY | 7-C-10 |  | BEAR-000075 | HOUSING, BEARING | EACH | EACH | STK | 2 | 2 | 2018-07-25 | 2084.78 | 1985.63 | 2084.78
GFM | 1607_CONTINGENCY | 5-C-6 |  | BEAR-000077 | BEARING, ROLLER, HP30, MFG P/N: 53035 | EACH | EACH | STK | 2 | 2 | 2018-07-20 | 522.87 | 522.87 | 522.87
GFM | 1607_CONTINGENCY | SW-C-16 |  | BEAR-000081 | BEARING, SUCTION, 6", BRG 1.68" ID 2.12" OD 6.00" LG, MFG PN: B01588B-1109, MFG: XYLEM | EACH | EACH | STK | 1 | 1 | 2018-07-26 | 274.03 | 274.03 | 274.03
GFM | 1607_CONTINGENCY | SW-C-16 |  | BEAR-000082 | BEARING, 3", INTERMEDIATE BOWL, BRG 1.68"ID, 2.12OD, 3.00LG, MFG PN: A01588B-1109, MFG: XYLEM | EACH | EACH | STK | 11 | 11 | 2018-07-26 | 165.89 | 165.89 | 165.89
GFM | 1607_CONTINGENCY | SW-C-16 |  | BEAR-000083 | BEARING, STUFFING BOX, BRG 1.18"ID, 1.50"OD, 3.50"LG MFG PN: A01650B-1109, MFG: XYLEM | EACH | EACH | STK | 1 | 1 | 2018-07-26 | 175.34 | 175.34 | 175.34
GFM | 1607_CONTINGENCY | SW-D-16 |  | BEAR-000092 | BEARING, END 1-1/2 X 1-1/2 FOR 2 X 2 PUMP MFG P/N: 22309 E MFG ; SKF EXPLORER | EACH | EACH | STK | 4 | 4 | 2018-11-28 09:35 | 471.36 | 471.36 | 471.36
GFM | 1607_CONTINGENCY | SW-D-01 |  | BELT-000002 | BELT, POLY CHAIN, GT CARBON, MFG P/N: 8MGT-896-21, MFG: GATES | EACH | EACH | STK | 4 | 4 | 2018-07-26 | 148.04 | 144.33 | 153.29
GFM | 1607_CONTINGENCY | BW FLOOR |  | BELT-000007 | BELT, UPPER, FILTER, 67" X 35'-11", MFG: KOMELINE-SANDERSON | EACH | EACH | STK | 2 | 2 | 2018-08-17 16:02 | 1175.92 | 1175.92 | 1175.92
GFM | 1607_CONTINGENCY | 8-D-4 |  | BELT-000007 | BELT, UPPER, FILTER, 67" X 35'-11", MFG: KOMELINE-SANDERSON | EACH | EACH | STK | 1 | 1 | 2018-07-17 | 1175.92 | 1175.92 | 1175.92
GFM | 1607_CONTINGENCY | BW FLOOR |  | BELT-000008 | BELT, LOWER, FILTER, 67" X 60'-11", MFG: KOMELINE-SANDERSON | EACH | EACH | STK | 2 | 2 | 2018-08-17 16:02 | 1885.68 | 1885.68 | 1885.68
GFM | 1607_CONTINGENCY | 8-B-2 |  | BELT-000008 | BELT, LOWER, FILTER, 67" X 60'-11", MFG: KOMELINE-SANDERSON | EACH | EACH | STK | 1 | 1 | 2018-04-04 | 1885.68 | 1885.68 | 1885.68
GFM | 1607_CONTINGENCY | 8-D-4 |  | BELT-000008 | BELT, LOWER, FILTER, 67" X 60'-11", MFG: KOMELINE-SANDERSON | EACH | EACH | STK | 1 | 1 | 2018-04-26 09:09 | 1885.68 | 1885.68 | 1885.68
GFM | 1607_CONTINGENCY | SW-D-01 |  | BELT-000009 | BELT, DRIVE, COOLAN RESISTANT, MFG P/N: 89265078, MFG: INGERSOLL RAND | EACH | EACH | STK | 1 | 1 | 2018-09-17 | 140.8 | 134.1 | 140.8
GFM | 1607_CONTINGENCY | SW-A-02 |  | BKIT-900060 | KIT, BEARING REPAIR | KIT | KIT | STK | 1 | 1 | 2018-07-25 | 791.86 | 754.2 | 791.86
GFM | 1607_CONTINGENCY | 6-C-18 |  | BLAD-000002 | BLADDER/HYPALOM, (REPLACEMENT PART), MFG P/N: 201-30 | EACH | EACH | STK | 4 | 4 | 2018-07-24 | 277.18 | 264 | 277.18
GFM | 1607_CONTINGENCY | 6-B-16 |  | BLOC-000004 | BLOCK, POLY ANGLE, WEDGE, MFG P/N: 03Q0219, MFG: KOMLINE-SANDERSON | EACH | EACH | STK | 4 | 4 | 2018-07-24 | 28.35 | 27 | 28.35
GFM | 1607_CONTINGENCY | 6-B-16 |  | BLOC-000005 | BLOCK, PILLOW, MFG P/N: 03Q0211, MFG: KOMLINE-SANDERSON | EACH | EACH | STK | 2 | 2 | 2018-07-24 | 29.4 | 28 | 29.4
GFM | 1607_CONTINGENCY | 1-B-7 |  | BLOW-000002 | BLOWER, REGENERATIVE BLOWER,1.12 HP, 1 1/2 INCH,3 PHASE,230/460 VOLTS MFG P/N:340-2210 MFG:REPUBLIC | EACH | EACH | STK | 1 | 1 | 2018-07-16 | 1511.82 | 1511.82 | 1511.82
GFM | 1607_CONTINGENCY | 1-B-7 |  | BLOW-000003 | BLOWER, REGENERATIVE BLOWER,1.12HP, 1 1/2 INCH,3 PHASE, 230/460 VOLTS MFG P/N:340-2259 MFG:REPUBLIC | EACH | EACH | STK | 1 | 1 | 2018-07-16 | 1511.82 | 1511.82 | 1511.82
GFM | 1607_CONTINGENCY | 7-A-6 |  | BLST-000004 | BALLAST, TRANSFORMER, 10KW, MFG P/N: 153780, MFG: CALGON CARBON CORPORATION | EACH | EACH | STK | 6 | 6 | 2019-02-22 10:41 | 3030.7 | 2137.14 | 3030.7
GFM | 1607_CONTINGENCY | 4-B-7 |  | BLST-000004 | BALLAST, TRANSFORMER, 10KW, MFG P/N: 153780, MFG: CALGON CARBON CORPORATION | EACH | EACH | STK | 1 | 1 | 2018-07-20 | 3030.7 | 2137.14 | 3030.7
GFM | 1607_CONTINGENCY | 7-C-6 |  | BLST-000004 | BALLAST, TRANSFORMER, 10KW, MFG P/N: 153780, MFG: CALGON CARBON CORPORATION | EACH | EACH | STK | 1 | 1 | 2018-07-26 | 3030.7 | 2137.14 | 3030.7
GFM | 1607_CONTINGENCY | 4-B-7 |  | BLST-000005 | BALLAST, TRANSFORMER, 20KW, MFG P/N: 153782, MFG: CALGON CARBON CORPORATION | EACH | EACH | STK | 1 | 1 | 2018-07-20 | 1930.82 | 1534 | 1610.6
GFM | 1607_CONTINGENCY | 4-B-7 |  | BLST-000006 | BALLAST (SAT CORE), FOR USE WITH 10KW TRANSFORMER, MFG P/N: 153781, Z6088, MFG: CALGON CARBON CORPORATION | EACH | EACH | STK | 1 | 1 | 2018-07-20 | 131.24 | 4121.2 | 4326.98
GFM | 1607_CONTINGENCY | SW-A-02 |  | BOAR-000001 | BOARD, DISPLAY | EACH | EACH | STK | 1 | 1 | 2018-07-25 | 335.65 | 319.69 | 335.65
GFM | 1607_CONTINGENCY | 6-B-4 |  | BOLT-000007 | BOLT UP SET, 24, ZINC PLATED, 150#, (INCLUDES: 20EA BOLT, 40EA HEX NUT, 40EA FLAT WASHER, 1EA 1/8 THICK 24 RED RUBBER FULL FACE GASKET) | SET | SET | STK | 2 | 2 | 2018-07-23 | 203.14 | 193.48 | 203.14
GFM | 1607_CONTINGENCY | 6-B-4 |  | BOLT-000008 | BOLT SET, 16, ZINC PLATED, 150#, (INCLUDES: 16EA BOLT, 32EA HEX NUT, 32EA FLAT WASHER, 1EA 1/8 THICK 16 THICK RED RUBBER FULL FACE GASKET), MFG: HODELL-NATCO INDUSTRIES, INC. | SET | SET | STK | 4 | 4 | 2018-07-23 | 108.56 | 74.89 | 68.64
GFM | 1607_CONTINGENCY | SW-A-02 |  | BOLT-000011 | BOLT, T-HEAD (W/NUTS - 28EA), 3/4" X 3-1/2" | EACH | EACH | STK | 33 | 33 | 2018-07-17 | 1.33 | 1.27 | 1.33
GFM | 1607_CONTINGENCY | 6-C-12 |  | BOLT-000012 | BOLT, T-HEAD, 3/4" X 3-1/2", MJ NON ROTATING SQUARE, W/ NUTS | EACH | EACH | STK | 36 | 36 | 2018-09-17 | 1.88 | 1.79 | 1.88
GFM | 1607_CONTINGENCY | SW-A-02 |  | BOLT-000013 | BOLT, T-HEAD (W/NUTS - 25EA), 3/4" X 4" | EACH | EACH | STK | 22 | 22 | 2018-07-25 | 1.4 | 1.33 | 1.4
GFM | 1607_CONTINGENCY | SW-A-02 |  | BOLT-000016 | BOLT, 3/8" - 16 X 1", SIL BRZ, 050-004-010-000 | EACH | EACH | STK | 12 | 12 | 2018-07-25 | 3.15 | 3 | 3.15
GFM | 1607_CONTINGENCY | SW-A-02 |  | BOLT-000047 | BOLT, NUT, WASHER SET BRONZE 3/8" X 3", 050-004-030-001 | EACH | EACH | STK | 21 | 21 | 2018-07-25 | 7.24 | 6.9 | 7.24
GFM | 1607_CONTINGENCY | SW-A-02 |  | BOLT-000060 | BOLT, SWING, MFG P/N: 0044139, MI-040992 | EACH | EACH | STK | 8 | 8 | 2018-07-25 | 50.6 | 48.19 | 50.6
GFM | 1607_CONTINGENCY | SW-A-02 |  | BOLT-000066 | BONNET, RATE, VALVE, MFG P/N: V-124, MFG: SEVERN TRENT | EACH | EACH | STK | 5 | 5 | 2018-07-25 | 392.15 | 373.5 | 392.15
GFM | 1607_CONTINGENCY | 1-B-15 |  | BOLT-000069 | BOLT, BODY, BOUND | EACH | EACH | STK | 4 | 4 | 2018-07-17 | 4.49 | 4.28 | 4.49
GFM | 1607_CONTINGENCY | 1-B-15 |  | BOLT-000070 | BOLT | EACH | EACH | STK | 21 | 21 | 2018-07-17 | 3.94 | 3.75 | 3.94
GFM | 1607_CONTINGENCY | 6-C-12 |  | BOLT-000074 | BOLT, T, 3/4" X 4", TB50:55SET | EACH | EACH | STK | 36 | 36 | 2018-09-17 | 2.12 | 2.02 | 2.12
GFM | 1607_CONTINGENCY | 6-C-12 |  | BOLT-000075 | BOLT, T, 3/4" X 3", TB50:55SET | EACH | EACH | STK | 8 | 8 | 2017-10-08 | 1.89 | 1.8 | 1.89
GFM | 1607_CONTINGENCY | 5-B-1 |  | BOLT-000080 | BOLT, T, 5/8" X 6" | EACH | EACH | STK | 119 | 119 | 2018-07-20 | 1.57 | 1.5 | 1.57
GFM | 1607_CONTINGENCY | 7-A-1 |  | BOLT-900040 | BOLT, HEX, 7/8" - 9 X 4-1/2" HDG, HEAVY DUTY | EACH | EACH | STK | 48 | 48 | 2017-04-06 17:08 | 2.15 | 2.05 | 2.15
GFM | 1607_CONTINGENCY | 7-B-1 |  | BOLT-900041 | BOLT, HEX, 1-1/2" - 6 X 5-1/2" HDG, HEAVY DUTY | EACH | EACH | STK | 63 | 63 | 2018-11-28 09:17 | 5.77 | 5.5 | 5.77
GFM | 1607_CONTINGENCY | 7-B-1 |  | BOLT-900042 | BOLT, HEX, 1-1/4" - 7 X 5-1/2" ZINC, HEAVY DUTY | EACH | EACH | STK | 77 | 77 | 2018-11-28 09:17 | 4.99 | 4.75 | 4.99
GFM | 1607_CONTINGENCY | 7-C-1 |  | BOLT-900043 | BOLT, HEX, 1-1/4" - 7 X 5-1/2" HDG, HEAVY DUTY, GRB | EACH | EACH | STK | 40 | 40 | 2018-11-28 09:17 | 4.93 | 4.7 | 4.93
GFM | 1607_CONTINGENCY | 7-C-10 |  | BORE-000001 | BORE, 1025G FLEX, HUB, RSB (ROUGH STOCK BORE), MFG P/N: 1203219, MFG: FALK | EA | EACH | STK | 8 | 8 | 2018-07-25 | 162.74 | 155 | 162.74
GFM | 1607_CONTINGENCY | 7-C-7 |  | BOTT-000001 | BOTTOM CUP, 12" X 2-1/8" PAGE | EACH | EACH | STK | 2 | 2 | 2018-09-17 | 204.74 | 195 | 204.74
GFM | 1607_CONTINGENCY | SW-A-02 |  | BOX-000002 | BOX, STUFFING, COMPLETE, 5/16", ROD, MFG P/N: 021-001-000-000, MFG: ROSS VALVE MANUFACTURING COMPANY | EACH | EACH | STK | 2 | 2 | 2018-07-25 | 4.74 | 4.51 | 4.74
GFM | 1607_CONTINGENCY | 7-A-5 |  | BOX-000003 | BOX SET, 6" - 8", FLANGE, CL 150, HDG, W/DOUBLE WASHER, MFG: TRIPAC FASTENERS | SET | SET | STK | 1 | 1 | 2018-06-14 15:44 | 17.34 | 16.52 | 17.34
GFM | 1607_CONTINGENCY | SW-A-02 |  | BOX-000004 | STUFFING BOX COMPLETE, 5/16" ROD | EACH | EACH | STK | 1 | 1 | 2018-07-25 | 84.62 | 80.6 | 84.62
GFM | 1607_CONTINGENCY | 5-B-12 |  | BOX-000005 | BOX W/LID COVER, 10, ROUND, PLASTIC, VALVE, (BOX P/N: MC62032, COVER P/N: MC62034), SERIES 1100, MFG: ALLIANCE | EACH | EACH | STK | 64 | 64 | 2018-07-20 | 18.18 | 17.32 | 18.18
GFM | 1607_CONTINGENCY | SW-A-02 |  | BRAC-000002 | BRACKET, EJECTOR, WALL MOUNTING, MFG P/N: T-135, MFG: SEVERN TRENT | EACH | EACH | STK | 5 | 5 | 2018-07-25 | 177.44 | 169 | 177.44
GFM | 1607_CONTINGENCY | 1-B-15 |  | BRAS-000001 | BEARING, BRASS, HALF SHIELD 3"I.D. | EACH | EACH | STK | 3 | 3 | 2018-07-17 | 59.92 | 57.07 | 59.92
GFM | 1607_CONTINGENCY | SW-B-02 |  | BREA-000002 | BREAKER, CIRCUIT, MFG P/N: FCL34080, MFG: SQUARE D, 80 AMPS, 3P, 480V, 50/60 HZ | EACH | EACH | STK | 1 | 1 | 2018-07-25 | 591.9 | 563.75 | 591.9
GFM | 1607_CONTINGENCY | SW-B-02 |  | BREA-000003 | BREAKER, CIRCUIT, MFG P/N: FAL34015, MFG: SQUARE D, 15 AMPS, 3P, 480-250V, 50/60 HZ | EACH | EACH | STK | 2 | 2 | 2018-07-25 | 212.57 | 202.46 | 212.57
GFM | 1607_CONTINGENCY | SW-B-02 |  | BREA-000005 | BREAKER, CIRCUIT, 230/400V, 240/415V, 15KA, MFG P/N: FAZ-C6/1, MFG: MOELLER | EACH | EACH | STK | 1 | 1 | 2018-07-25 | 21.94 | 20.9 | 21.94
GFM | 1607_CONTINGENCY | SW-B-02 |  | BREA-000006 | BREAKER, CIRCUIT, MFG P/N: FXD63B150, MFG: SIEMENS, 150A, 600V, 3 POLES, TYPE FXD6-A | EACH | EACH | STK | 1 | 1 | 2018-07-25 | 1196.73 | 1139.82 | 1196.73
GFM | 1607_CONTINGENCY | SW-B-02 |  | BREA-000007 | BREAKER, CIRCUIT, MFG P/N: FXD63B175, MFG: SIEMENS, 175A, 600VAC, 3 POLES, TYPE FXD6-A | EACH | EACH | STK | 1 | 1 | 2018-07-25 | 581.7 | 554.04 | 581.7
GFM | 1607_CONTINGENCY | SW-B-02 |  | BREA-000008 | BREAKER, MFG P/N: DILM40, MFG: MOELLER, 110V/50HZ, 120V/60HZ | EACH | EACH | STK | 1 | 1 | 2018-07-25 | 42.42 | 40.4 | 42.42
GFM | 1607_CONTINGENCY | SW-B-02 |  | BREA-000009 | BREAKER, CIRCUIT, MOLDED, CASE, MFG P/N: TED134015, MFG: GE, 15A, 480AC, 250VDC, 3 POLES | EACH | EACH | STK | 1 | 1 | 2018-07-25 | 175.72 | 167.36 | 175.72
GFM | 1607_CONTINGENCY | SW-B-02 |  | BREA-000010 | BREAKER, CIRCUIT, MOLDED, CASE, MFG P/N: TED134100, MFG: GE, 100A, 480AC, 250VDC, 3 POLES | EACH | EACH | STK | 1 | 1 | 2018-07-25 | 271.2 | 258.3 | 271.2
GFM | 1607_CONTINGENCY | SW-B-02 |  | BREA-000011 | BREAKER, CIRCUIT, MOLDED, CASE, MFG P/N: TED134060, MFG: GE, 60A, 480AC, 250VDC, 3 POLES | EACH | EACH | STK | 1 | 1 | 2018-07-25 | 132.11 | 125.83 | 132.11
GFM | 1607_CONTINGENCY | SW-B-02 |  | BREA-000012 | BREAKER, CIRCUIT, MOLDED, CASE, MFG P/N: THED136150, MFG: GE, 150A, 600VAC, 250VDC, 3 POLES | EACH | EACH | STK | 1 | 1 | 2018-07-25 | 603.79 | 786 | 825.25
GFM | 1607_CONTINGENCY | SW-B-02 |  | BREA-000014 | BREAKER, CIRCUIT, MOLDED, CASE, 100A, 3P, 600VAC, MFG P/N: TED136100WL, MFG: GE | EACH | EACH | STK | 1 | 1 | 2018-07-25 | 314.98 | 300 | 314.98
GFM | 1607_CONTINGENCY | SW-B-02 |  | BREA-000015 | BREAKER, INDUSTRIAL, CIRCUIT, 90A, 3P, 480VAC, STYLE #: 6638C90G95, MFG P/N: EHD3090, MFG: CUTLER HAMMER | EACH | EACH | STK | 1 | 1 | 2018-07-25 | 201.59 | 192 | 201.59
GFM | 1607_CONTINGENCY | SW-B-02 |  | BREA-000016 | BREAKER, INDUSTRIAL, CIRCUIT, 30A, 2P, 600VAC, STYLE #: 6639C81G87, MFG P/N: FD2030, MFG: CUTLER HAMMER | EACH | EACH | STK | 1 | 1 | 2018-07-25 | 248.83 | 237 | 248.83
GFM | 1607_CONTINGENCY | 7-B-14 |  | BRUS-000001 | BRUSH, SEAL, MFG P/N: 6391026, MFG: KOMLINE-SANDERSON | EACH | EACH | STK | 4 | 4 | 2018-07-26 | 89.24 | 85 | 89.24
GFM | 1607_CONTINGENCY | 7-C-7 |  | BTM-000002 | BOTTOM GUIDE NUT, 12" 2.125" - 8THD | EACH | EACH | STK | 1 | 1 | 2018-07-26 | 354.04 | 337.2 | 354.04
GFM | 1607_CONTINGENCY | SW-B-02 |  | BUCK-000002 | BUCKLE, STAINLESS STEEL, BINDING, 5/8”, (100EA PER BOX), MFG P/N: EDP14255, MFG: GERRARD | BX | BOX | STK | 2 | 2 | 2018-07-25 | 70.87 | 67.5 | 70.87
GFM | 1607_CONTINGENCY | SW-C-02 |  | BUSH-000002 | BUSHING, PVC, 1/2" X 1/4", SCH 80, NSF-PW, MFG P/N: D2487, MFG: SPEARS | EACH | EACH | STK | 2 | 2 | 2018-07-17 | 4.81 | 4.58 | 4.81
GFM | 1607_CONTINGENCY | 1-D-14 |  | BUSH-000005 | REDUCER, BUSHING, MFG P/N: 3207215-17, 1/2 X 1/4 150 CS | EACH | EACH | STK | 1 | 1 | 2018-07-17 | 3.15 | 3 | 3.15
GFM | 1607_CONTINGENCY | SW-F-14 |  | BUSH-000008 | BUSHING, CRANK PIN, REF 2-26, MFG P/N: 30557698, MI-038654, MFG: INGERSOLL RAND | EACH | EACH | STK | 1 | 1 | 2018-07-26 | 768.33 | 731.79 | 768.33
GFM | 1607_CONTINGENCY | SW-F-14 |  | BUSH-000009 | BUSHING, CROSS HEAD PIN, REF 2-27, MFG P/N: 30557706, MI038655, MFG: INGERSOLL RAND | EACH | EACH | STK | 1 | 1 | 2018-07-26 | 350.46 | 333.79 | 350.46
GFM | 1607_CONTINGENCY | SW-C-14 |  | BUSH-000010 | BUSHING, OIL PUMP, REF 2-31, MFG P/N: 30557664, MI-038656, MFG: INGERSOOL RAND | EACH | EACH | STK | 1 | 1 | 2018-07-26 | 101.62 | 96.79 | 101.62
GFM | 1607_CONTINGENCY | SW-B-02 |  | BUSH-000019 | BUSHING ASSY, MFG P/N: 6225618, AS1305-002, MFG: COOPER ELECTRIC | EACH | EACH | STK | 1 | 1 | 2018-07-25 | 4.2 | 4 | 4.2
GFM | 1607_CONTINGENCY | SW-B-02 |  | BUSH-000021 | BUSHING, TAPER-LOCK, MFG P/N: 2012, 7858-2600, SP558, MFG: GATES | EA | EACH | STK | 6 | 6 | 2018-08-17 16:08 | 54.6 | 52 | 54.6
GFM | 1607_CONTINGENCY | SW-B-02 |  | BUSH-000022 | BUSH, TAPER-LOCK, MFG P/N: 117151, SP557, MFG: DODGE | EA | EACH | STK | 6 | 6 | 2018-07-25 | 33.6 | 32 | 33.6
GFM | 1607_CONTINGENCY | SW-B-02 |  | BUSH-000024 | BUSHING, 2" X 1-1/4", GALVANIZED, HEX, MFG P/N: 3714432209802 | EACH | EACH | STK | 8 | 8 | 2018-07-25 | 2.03 | 1.93 | 2.03
GFM | 1607_CONTINGENCY | SW-C-02 |  | BUSH-000025 | BUSHING, 1-1/2" X 1", GALVANIZED, HEX, MFG P/N: 3714424169802 | EACH | EACH | STK | 4 | 4 | 2018-06-14 15:44 | 1.49 | 1.42 | 1.49
GFM | 1607_CONTINGENCY | SW-E-17 |  | BUSH-000026 | BUSHING, 3" X 2", GALVANIZED, HEX | EACH | EACH | STK | 8 | 8 | 2018-07-10 16:09 | 38.91 | 8.68 | 9.11
GFM | 1607_CONTINGENCY | SW-C-02 |  | BUSH-000027 | BUSHING, 2-1/2" X 2", GALVANIZED, HEX | EACH | EACH | STK | 5 | 5 | 2018-07-26 | 14.21 | 13.08 | 13.36
GFM | 1607_CONTINGENCY | SW-C-02 |  | BUSH-000028 | BUSHING, 1" X 3/4", GALVANIZED, HEX | EACH | EACH | STK | 6 | 6 | 2018-07-26 | 3.09 | 2.01 | 1.13
GFM | 1607_CONTINGENCY | SW-C-02 |  | BUSH-000032 | BUSHING, 1-1/2" X 1-1/4", GALVANIZED, HEX | EACH | EACH | STK | 6 | 6 | 2018-07-26 | 1.49 | 1.42 | 1.49
GFM | 1607_CONTINGENCY | SW-C-02 |  | BUSH-000034 | BUSHING, 2" X 1", GALVANIZED, HEX | EACH | EACH | STK | 4 | 4 | 2018-07-26 | 2.03 | 1.93 | 2.03
GFM | 1607_CONTINGENCY | SW-C-02 |  | BUSH-000037 | REDUCER, 1-1/2" X 1", BUSHING, PVC, SCH80, MFG: NIBCO-CHEMTROL | EACH | EACH | STK | 1 | 1 | 2018-07-26 | 0.44 | 0.42 | 0.44
GFM | 1607_CONTINGENCY | 7-C-3 |  | BUSH-000038 | BUSHING, THRUST MFG PN: S300811 | EACH | EACH | STK | 1 | 1 | 2019-02-22 10:41 | 63 | 40.26 | 63
GFM | 1607_CONTINGENCY | 7-C-3 | CALGON | BUSH-000038 | BUSHING, THRUST MFG PN: S300811 | EACH | EACH | STK | 1 | 1 | 2019-02-22 10:41 | 63 | 40.26 | 63
GFM | 1607_CONTINGENCY | 7-A-13 |  | BUSH-000038 | BUSHING, THRUST MFG PN: S300811 | EACH | EACH | STK | 2 | 2 | 2018-07-24 | 63 | 40.26 | 63
GFM | 1607_CONTINGENCY | 7-A-13 | CALGON | BUSH-000038 | BUSHING, THRUST MFG PN: S300811 | EACH | EACH | STK | 2 | 2 | 2018-07-24 | 63 | 40.26 | 63
GFM | 1607_CONTINGENCY | 7-C-3 | CALGON | BUSH-000039 | BUSHING, SHAFT, MFG PN: S300810 | EACH | EACH | STK | 2 | 2 | 2019-02-22 10:41 | 87.44 | 80.14 | 87.44
GFM | 1607_CONTINGENCY | SW-C-02 |  | BUTT-000002 | OPERATOR, PLASTIC, CLEAR, FLUSH, MFG P/N: 800FP-LF7, MFG: ALLEN BRADLEY | EACH | EACH | STK | 1 | 1 | 2018-07-26 | 17.85 | 17 | 17.85
GFM | 1607_CONTINGENCY | SW-C-02 |  | BUTT-000003 | BUTTON, START/STOP (GREEN/RED), PUSH, MFG P/N: M22-K10, M22-K01, MFG: MOELLER | SET | SET | STK | 1 | 1 | 2018-07-26 | 50.4 | 48 | 50.4
GFM | 1607_CONTINGENCY | SW-C-02 |  | CABL-000002 | EXTENDER, CABLE, MFG P/N: 1794-CE3, 95660802, MFG: ALLEN BRADLEY | EACH | EACH | STK | 1 | 1 | 2018-07-26 | 279.28 | 266 | 279.28
GFM | 1607_CONTINGENCY | SW-C-02 |  | CABL-000006 | CABLE ASSEMBLY, SOLENOID, 24V, MFG P/N: 400-00389, MFG: PHOENIX CONTACT | EACH | EACH | STK | 2 | 2 | 2018-07-26 | 28.5 | 27.14 | 28.5
GFM | 1607_CONTINGENCY | 6-C-12 |  | CABL-000014 | CABLE/WIRE, ELECTRICAL, 1/0 | REEL | REEL | STK | 1 | 1 | 2018-07-24 | 157.49 | 150 | 157.49
GFM | 1607_CONTINGENCY | 3-B-18 |  | CABL-000019 | CABLE, SUBMERSIBLE, PUMP, 8AWG 3 CDRS, 10AWG GRND, TYPE THHN/THWN, 600V (UL), MFG: PAIGE ELECTRIC | FT | FOOT | STK | 675 | 675 | 2018-10-10 11:21 | 1.12 | 1.07 | 1.12
GFM | 1607_CONTINGENCY | 3-C-15 |  | CABL-000020 | CABLE, SUBMERSIBLE, PUMP, 6AWG 3 CDRS, 8AWG GRND, TYPE THHN/THWN, 600V (UL), MFG: PAIGE ELECTRIC | FT | FOOT | STK | 500 | 500 | 2018-09-26 14:56 | 2.69 | 2.69 | 2.69
GFM | 1607_CONTINGENCY | BW FLOOR |  | CABL-000027 | CABLE, 2/0 AWG, TRIPLEX, 2CDRS, 600V, XHHW-2, CU, SE, TWIST ONLY, WITH 2/0 AWG HARD DRAWN BARE CU, TRI600V2/0COP, MFG: SERVICE WIRE COMPANY | FOOT | FOOT | STK | 600 | 600 | 2018-01-17 10:00 | 6.53 | 6.53 | 6.53
GFM | 1607_CONTINGENCY | BW FLOOR |  | CABL-000039 | CABLE, #4 AWG, QUADRAPLEX, 3 CDRS, 600V, XHHW-2, CU, SE, WITH #4 HARD DRAWN BARE CU, QUAD600V4COP, MFG: SERVICE WIRE COMPANY | FOOT | FOOT | STK | 600 | 600 | 2018-01-17 10:00 | 4.26 | 4.26 | 4.26
GFM | 1607_CONTINGENCY | BW FLOOR |  | CABL-000040 | CABLE, #6 AWG, QUADRAPLEX, 3 CDRS, 600V, XHHW-2, CU, SE, WITH #6 HARD DRAWN BARE CU, QUAD600V6COP, MFG: SERVICE WIRE COMPANY | FOOT | FOOT | STK | 600 | 600 | 2018-01-17 10:00 | 2.89 | 2.89 | 2.89
GFM | 1607_CONTINGENCY | 2-A-1 | J&A ENT | CABL-000057 | CABLE, SUBMERSIBLE, PUMP, 2AWG 3 WIRE, THW, COPPER, BLACK, MFG: SOUTHWIRE | FOOT | FEET | STK | 2 | 2 | 2018-10-31 14:56 | 3412.28 | 1378.69 | 3412.28
GFM | 1607_CONTINGENCY | 4-C-15 | J&A ENT | CABL-000060 | CABLE, SUBMERSIBLE, 6 AWG, MFG: REGENCY WIRE & CABLE | FOOT | FEET | STK | 1100 | 1100 | 2018-06-25 | 2.83 | 2.83 | 2.83
GFM | 1607_CONTINGENCY | BACKWALL FLOOR | J&A ENT | CABL-000061 | CABLE, SUBMERSIBLE, 4 AWG, MFG: REGENCY WIRE & CABLE | FOOT | FEET | STK | 500 | 500 | 2018-05-29 11:19 | 4.09 | 4.09 | 4.09
GFM | 1607_CONTINGENCY | 4-C-11 |  | CABL-000065 | CABLE, SUBMERSIBLE, PUMP, #2 AWG, 3C, 600V, MFG PAIGE | REEL | REEL | STK | 2 | 2 | 2018-11-07 14:02 | 5766.17 | 5766.17 | 5766.17
GFM | 1607_CONTINGENCY | 4-C-12 |  | CABL-000066 | CABLE, SUBMERSIBLE, PUMP, #4 AWG, 3C, 600V, MFG PAIGE | REEL | REEL | STK | 1 | 1 | 2018-11-07 14:02 | 3872.04 | 3872.04 | 3872.04
GFM | 1607_CONTINGENCY | 4-B-13 | MILTON ROY | CAP-000004 | CAP, DIAPHRAGM, PVC, GB80, MFG P/N: 60638, MFG: MILTON ROY | EACH | EACH | STK | 3 | 3 | 2018-11-14 09:58 | 94.49 | 94.49 | 94.49
GFM | 1607_CONTINGENCY | 1-B-15 |  | CAP-000005 | SCREW, SOCKET, CAP, HEAD 3/8" X 1", MFG P/N: 02610217079 | EACH | EACH | STK | 3 | 3 | 2018-07-17 | 0.18 | 0.17 | 0.18
GFM | 1607_CONTINGENCY | SW-C-14 |  | CAP-000011 | CAP, SENSOR, (REPLACEMENT), MFG P/N: 5791100, MFG: LDO | EACH | EACH | STK | 1 | 1 | 2018-07-26 | 166.94 | 159 | 166.94
GFM | 1607_CONTINGENCY | 4-B-6 | AMERICAN WATER WORKS INTERNATIONAL | CAP-000012 | CAP, END 10”, ALPHA, OD RANGE: 10.75-11.20, SSFE, EPOXY L&C MFG PN: 269112036, MFG: ROMAC | EACH | EACH | STK | 2 | 2 | 2018-07-20 | 424.11 | 424.11 | 424.11
GFM | 1607_CONTINGENCY | 4-B-6 | AMERICAN WATER WORKS INTERNATIONAL | CAP-000013 | CAP, END 12”. ALPHA, OD RANGE: 12.75-13.30, SSFE EPOXY L&C, MFG PN: 269-13306, MFG: ROMAC | EACH | EACH | STK | 1 | 1 | 2018-07-20 | 474.29 | 474.29 | 474.29
GFM | 1607_CONTINGENCY | SW-C-06 |  | CAPA-000008 | CAPACITOR, 3.1MFD, 3000 VAC, MODEL: C2003-13, MFG P/N: 153821, MFG: YORK CAPACITOR | EACH | EACH | STK | 5 | 5 | 2018-06-25 | 93.2 | 118.36 | 124.27
GFM | 1607_CONTINGENCY | SW-C-02 |  | CAPA-000010 | CAPACITOR, NEGATIVE MIOX 500 | EACH | EACH | STK | 9 | 9 | 2018-07-26 | 56.96 | 54.25 | 56.96
GFM | 1607_CONTINGENCY | SW-C-02 |  | CAPA-000011 | CAPACITOR, POSITIVE MIOX 500 | EACH | EACH | STK | 9 | 9 | 2018-07-26 | 57.25 | 54.53 | 57.25
GFM | 1607_CONTINGENCY | 7-C-3 | CALGON | CARD-000007 | CARD, DC, MFG PN: 153715, MFG: MINARIK DRIVES | EACH | EACH | STK | 3 | 3 | 2019-02-22 10:41 | 421.15 | 401.12 | 421.15
GFM | 1607_CONTINGENCY | SW-C-02 |  | CASI-000001 | RING, CASTING, MFG P/N: 0044390, MI-040976 | EACH | EACH | STK | 4 | 4 | 2018-07-26 | 703.97 | 670.49 | 703.97
GFM | 1607_CONTINGENCY | SW-C-02 |  | CELL-000003 | CELL VIAL, SAMPLE (REPLACEMENT FOR #32125 - CHLORINE RESIDUAL COMPLIANCE TESTING) 1CM/10ML 2/PK 3V-01-1B MFG: HACH MFG P/N: 32126 | PACKAGE | PACKAGE | STK | 1 | 1 | 2018-07-26 | 16.26 | 15.49 | 16.26
GFM | 1607_CONTINGENCY | SW-C-02 |  | CELL-000004 | CELL, SAMPLE (FOR HACH POCKET COLORIMETER) 6/PK 3V-01-3A MFG: HACH MFG P/N: 32121 | EACH | EACH | STK | 4 | 4 | 2018-07-26 | 26.7 | 25.43 | 26.7
GFM | 1607_CONTINGENCY | 6-B-3 |  | CHAM-000003 | CHAMBER, MEASURING, (FOR 3 W350 DR TURBO), MFG P/N: 51914-610-31003, 70975783, MFG: SENSUS METERING SYSTEMS | EACH | EACH | STK | 4 | 4 | 2018-07-23 | 623.03 | 593.4 | 623.03
GFM | 1607_CONTINGENCY | SW-C-07 |  | CHAM-000007 | CHAMBER, COMPOUND, WATER METER, (FOR 4” SRH COMPOUND METER), MFG P/N: 5731628839001, MFG: SENSUS METERING SYSTEMS | EACH | EACH | STK | 2 | 2 | 2018-10-11 16:30 | 529.88 | 504.68 | 529.88
GFM | 1607_CONTINGENCY | SW-E-04 |  | CHAM-000008 | CHAMBER, COMPLETE, MEASURING, (FOR 5/8” SR METER), MFG P/N: 5080541046002, MFG: SENSUS METERING SYSTEMS | EACH | EACH | STK | 3 | 3 | 2018-10-11 16:30 | 30.94 | 29.47 | 30.94
GFM | 1607_CONTINGENCY | SW-E-04 |  | CHAM-000009 | CHAMBER, COMPLETE, MEASURING, (FOR 2” SR METER), MFG P/N: 5081241046002, MFG: SENSUS METERING SYSTEMS | EACH | EACH | STK | 3 | 3 | 2018-10-11 16:30 | 317.9 | 302.78 | 317.9
GFM | 1607_CONTINGENCY | SW-E-04 |  | CHAM-000010 | CHAMBER, COMPLETE, MEASURING, (FOR 1” SR METER), MFG P/N: 5080841046002, MFG: SENSUS METERING SYSTEMS | EACH | EACH | STK | 4 | 4 | 2018-10-11 16:30 | 82.18 | 78.27 | 82.18
GFM | 1607_CONTINGENCY | SW-E-04 |  | CHAM-000011 | CHAMBER, COMPLETE, MEASURING, (FOR 1-1/2” SR METER), MFG P/N: 5081041046002, MFG: SENSUS METERING SYSTEMS | EACH | EACH | STK | 4 | 4 | 2018-10-11 16:30 | 283.82 | 270.32 | 283.82
GFM | 1607_CONTINGENCY | SW-E-04 |  | CHAM-000012 | CHAMBER, COMPLETE, MEASURING, (FOR 3/4” SR METER), MFG P/N: 5080641046005, MFG: SENSUS METERING SYSTEMS | EACH | EACH | STK | 4 | 4 | 2018-10-11 16:30 | 56.22 | 53.55 | 56.22
GFM | 1607_CONTINGENCY | SW-C-02 |  | CHGR-700016 | CHARGER, BATTERY, INPUT 90-132 VAC, 50/60HZ, 1.4 AMPS, OUTPUT 2.5AMPS DC @ 24V DC, 24VPTP, MFG P/N: 022-0158-1 | EACH | EACH | STK | 5 | 5 | 2018-07-26 | 93.44 | 121.36 | 127.42
GFM | 1607_CONTINGENCY | SW-C-02 |  | CHKT-000001 | CHECK KIT, COOLANT, ULTRA, MFG P/N: 88176367, MFG: INGERSOLL RAND | KIT | KIT | STK | 1 | 1 | 2018-07-26 | 76 | 72.39 | 76
GFM | 1607_CONTINGENCY | SW-D-02 |  | CIRC-000001 | BREAKER, CIRCUIT, MOLDED, CASE, MFG P/N: THED136125, MFG: GE, 125A, 600VAC, 3 POLES | EACH | EACH | STK | 1 | 1 | 2018-07-26 | 1208.3 | 786 | 825.25
GFM | 1607_CONTINGENCY | SW-D-02 |  | CIRC-000003 | BREAKER, CIRCUIT, MOLDED, CASE, MFG P/N: THED136015, MFG: GE, 15A, 600VAC, 250VDC, 3 POLES | EACH | EACH | STK | 5 | 5 | 2018-07-26 | 468.15 | 372 | 390.57
GFM | 1607_CONTINGENCY | SW-D-02 |  | CIRC-000006 | BREAKER, CIRCUIT, MOLDED, CASE, MFG P/N: THED124030, MFG: GE, 30A, 480VAC, 250VDC, 2 POLES | EACH | EACH | STK | 4 | 4 | 2018-07-26 | 402.05 | 282 | 296.08
GFM | 1607_CONTINGENCY | SW-D-02 |  | CIRC-000011 | BREAKER, CIRCUIT, 100A, 3PH, 480V, 250VDC, MFG P/N: TED134100WL, MFG: GE | EACH | EACH | STK | 2 | 2 | 2018-07-26 | 209.06 | 199.12 | 209.06
GFM | 1607_CONTINGENCY | SW-D-02 |  | CIRC-000012 | PROTECTOR, MOTOR, CIRCUIT, MFG P/N: HMCP100R3C, MFG: CUTLER HAMMER, 100A, 3 POLE, 250VDC, 600VAC, STYLE #: 6601C87G10 | EACH | EACH | STK | 1 | 1 | 2018-07-26 | 712.65 | 593.91 | 447.27
GFM | 1607_CONTINGENCY | SW-D-02 |  | CIRC-000013 | PROTECTOR, MOTOR, CIRCUIT, MFG P/N: HMCP150T4C, MFG: CUTLER HAMMER, 150A, 3 POLES, 600VAC | EACH | EACH | STK | 2 | 2 | 2018-07-26 | 2013.64 | 1521.66 | 1181.64
GFM | 1607_CONTINGENCY | SW-D-02 |  | CIRC-000016 | BREAKER, INDUSTRIAL, CIRCUIT, 15A, 3P, 480VAC, STYLE #: 6638C94G84, MFG P/N: EHD3015L, MFG: CUTLER HAMMER | EACH | EACH | STK | 1 | 1 | 2018-07-26 | 173.24 | 165 | 173.24
GFM | 1607_CONTINGENCY | SW-D-02 |  | CIRC-000021 | BREAKER, CIRCUIT, MFG P/N: FXD63B200L, MFG: SIEMENS, 200A, 3 POLES, 35KA @ 480V | EACH | EACH | STK | 1 | 1 | 2018-07-26 | 1034.18 | 985 | 1034.18
GFM | 1607_CONTINGENCY | SW-D-02 |  | CIRC-000022 | BREAKER, CIRCUIT, MFG P/N: EHD3020L, MFG: CUTLER HAMMER, 20A, 3 POLES, 480VAC, STYLE: 6638C94G85 | EACH | EACH | STK | 1 | 1 | 2018-07-26 | 415.08 | 395.34 | 415.08
GFM | 1607_CONTINGENCY | SW-D-02 |  | CIRC-000045 | PROTECTOR, MOTOR, CIRCUIT, MFG P/N: HMCP007C0C, MFG: CUTLER HAMMER, 7A, 600VAC, 3 POLE, 250VDC | EACH | EACH | STK | 6 | 6 | 2018-07-26 | 2426.83 | 924.56 | 2426.83
GFM | 1607_CONTINGENCY | SW-A-03 |  | CIRC-000046 | BREAKER, CIRCUIT, 800A, 3 POLES, 600VAC, 250VDC, STYLE: 4203899G03, MFG P/N: MDL3800F, MFG: CUTLER HAMMER | EACH | EACH | STK | 1 | 1 | 2018-07-25 | 7197.42 | 7197.42 | 7197.42
GFM | 1607_CONTINGENCY | 4-B-17 |  | CIRC-000048 | BREAKER, CIRCUIT, INDUSTRIAL, MFG P/N: FDB3090, MFG: CUTLER HAMMER, 90A, 3 POLES, 600V, S# 6638C27G95 | EACH | EACH | STK | 1 | 1 | 2018-07-20 | 1111.08 | 1058.24 | 1111.08
GFM | 1607_CONTINGENCY | SW-A-03 |  | CIRC-000048 | BREAKER, CIRCUIT, INDUSTRIAL, MFG P/N: FDB3090, MFG: CUTLER HAMMER, 90A, 3 POLES, 600V, S# 6638C27G95 | EACH | EACH | STK | 1 | 1 | 2018-07-25 | 1111.08 | 1058.24 | 1111.08
GFM | 1607_CONTINGENCY | 7-C-4 |  | CIRC-000053 | ENCLOSURE, CIRCUIT, BREAKER, MFG P/N: TE100S, M/N: 9, 600VAC, 100A | EACH | EACH | STK | 1 | 1 | 2019-02-22 10:41 | 204.8 | 195.06 | 204.8
GFM | 1607_CONTINGENCY | 7-C-4 |  | CIRC-000054 | BREAKER, CIRCUIT, INDUSTRIAL, MFG P/N: TFJ236150WL, MFG: GE, 150A, 600VAC, 500VDC | EACH | EACH | STK | 1 | 1 | 2019-02-22 10:41 | 610.26 | 581.24 | 610.26
GFM | 1607_CONTINGENCY | SW-A-03 |  | CIRC-000056 | BREAKER, CIRCUIT, INDUSTRIAL, MFG P/N: FD3015L, MFG: CUTLER HAMMER, SERIES C, 15A 3 POLE, 600VAC, STYLE: 6639C94G84 | EACH | EACH | STK | 1 | 1 | 2018-07-25 | 669.55 | 637.71 | 669.55
GFM | 1607_CONTINGENCY | SW-A-03 |  | CIRC-000058 | BREAKER, CIRCUIT, MFG P/N: FAL34050, MFG: SQUARE D, 50A, 480-250V, 3P, 50/60HZ | EACH | EACH | STK | 1 | 1 | 2018-07-25 | 521.48 | 496.68 | 521.48
GFM | 1607_CONTINGENCY | SW-A-03 |  | CIRC-000059 | BREAKER, CIRCUIT, INDUSTRIAL, MFG P/N: HFD3090L, MFG: CUTLER HAMMER, 90A, 600VAC, 3 POLES | EACH | EACH | STK | 1 | 1 | 2018-07-25 | 1146.53 | 1092 | 1146.53
GFM | 1607_CONTINGENCY | SW-A-03 |  | CIRC-000060 | BREAKER, INDUSTRIAL, CIRCUIT, 15A, 3P, 600VAC, STYLE #: 6639C82G84, MFG P/N: FD3015, MFG: CUTLER HAMMER | EACH | EACH | STK | 2 | 2 | 2018-04-04 | 296.08 | 1106.43 | 296.08
GFM | 1607_CONTINGENCY | SW-A-03 |  | CIRC-000066 | BREAKER, INDUSTRIAL, CIRCUIT, 20A, 2P, 480VAC, STYLE #: 6638C89G85, MFG P/N: EHD2020, MFG: CUTLER HAMMER | EACH | EACH | STK | 4 | 4 | 2018-07-25 | 1383.93 | 129 | 135.44
GFM | 1607_CONTINGENCY | SW-A-03 |  | CIRC-000067 | BREAKER, CIRCUIT, STYLE 6638C90G15, 90A, 3P, 480V | EACH | EACH | STK | 2 | 2 | 2018-07-25 | 476.86 | 454.18 | 476.86
GFM | 1607_CONTINGENCY | SW-A-03 |  | CIRC-000068 | BREAKER, INDUSTRIAL, CIRCUIT, 15A, 3P, 480VAC, STYLE #: 6638C90G84, MFG P/N: EHD3015, MFG: CUTLER HAMMER | EACH | EACH | STK | 2 | 2 | 2018-07-25 | 396.81 | 156 | 163.79
GFM | 1607_CONTINGENCY | SW-C-03 |  | CIRC-000080 | BREAKER, TRANSFORMER 63 AMP, D-CURVE | EACH | EACH | STK | 1 | 1 | 2018-07-17 | 246.65 | 234.92 | 246.65
GFM | 1607_CONTINGENCY | SW-A-03 |  | CIRC-000082 | BREAKER, CIRCUIT, INSTANTANEOUS, TRIP, 600A, 600V, THERMAL PROTECTOR AM-600-0B1, NZM10-CAN, 600A, MFG P/N: NZMN3-AE630 | EACH | EACH | STK | 1 | 1 | 2018-07-25 | 1899.33 | 1809 | 1899.33
GFM | 1607_CONTINGENCY | SW-A-03 |  | CKIT-900062 | KIT, COAGULATION/ INJECTION MIXER | KIT | KIT | STK | 1 | 1 | 2018-07-25 | 1947.41 | 1854.8 | 1947.41
GFM | 1607_CONTINGENCY | 6-C-18 |  | CLAM-000001 | CLAMP, DOUBLE STRAP, SERVICE SADDLE, SIZE: 18, O.D.RANGE: 19.38 – 19.68, MFG P/N: 31300195014000, MFG: SMITH BLAIR INC | EACH | EACH | STK | 2 | 2 | 2018-07-24 | 250.1 | 250.1 | 250.1
GFM | 1607_CONTINGENCY | 1-D-14 |  | CLAM-000003 | WASHER, CLAMP, MFG: P/N: 240870 | EACH | EACH | STK | 8 | 8 | 2018-07-17 | 9.97 | 9.5 | 9.97
GFM | 1607_CONTINGENCY | 1-D-14 |  | CLAM-000004 | CLAMP, BRACKET, MFG P/N: 3207215-19, HYCON HS175 | EACH | EACH | STK | 1 | 1 | 2018-07-17 | 0.68 | 0.65 | 0.68
GFM | 1607_CONTINGENCY | 6-C-18 | FRONTIER SUPPLY COMPANY | CLAM-000012 | CLAMP, FULL, CIRCLE NOMINAL SIZE: 10”, O.D.RANGE:10.75 - 11.55, 10” WIDTH, MFG P/N: 22700107510000, MFG: SMITH BLAIR INC | EACH | EACH | STK | 1 | 1 | 2018-09-26 14:56 | 300.73 | 300.73 | 300.73
GFM | 1607_CONTINGENCY | 6-B-3 |  | CLAM-000013 | CLAMP, NOMINAL SIZE: 3, O.D. RANGE: 3.75 - 4.00, 10 WIDTH, CL1-4.00X10, MFG P/N: 171-040010000, MFG: ROMAC INDUSTRIES | EACH | EACH | STK | 3 | 3 | 2018-08-17 16:02 | 57.75 | 55 | 57.75
GFM | 1607_CONTINGENCY | 6-B-3 |  | CLAM-000015 | CLAMP, NOMINAL SIZE: 4, O.D. RANGE: 4.74 - 5.14, 10 WIDTH, CL1-5.14X10, MFG P/N: 171-051410000, MFG: ROMAC INDUSTRIES | EACH | EACH | STK | 3 | 3 | 2018-07-23 | 59.85 | 57 | 59.85
GFM | 1607_CONTINGENCY | 4-C-4 |  | CLAM-000016 | CLAMP, NOMINAL SIZE: 10, O.D. RANGE: 11.60 - 12.40, CL2-12.40 X 15 WIDTH, MFG P/N: 172-124015000, MFG: ROMAC INDUSTRIES INC. | EACH | EACH | STK | 2 | 2 | 2018-09-26 14:56 | 723.24 | 723.24 | 723.24
GFM | 1607_CONTINGENCY | 5-C-4 |  | CLAM-000017 | CLAMP, NOMINAL SIZE: 14, O.D. RANGE: 15.00 - 15.80, 15 WIDTH, CL2-15.80X15, MFG P/N: 172-158015000, MFG: ROMAC INDUSTRIES | EACH | EACH | STK | 3 | 3 | 2018-07-20 | 330.73 | 315 | 330.73
GFM | 1607_CONTINGENCY | 4-C-4 |  | CLAM-000023 | CLAMP, NOMINAL SIZE: 12, O.D. RANGE: 13.71 - 14.51, CL2-14.51 X 15 WIDTH, MFG P/N: 172-145115000, MFG: ROMAC INDUSTRIES INC. | EACH | EACH | STK | 4 | 4 | 2018-09-26 14:56 | 187.91 | 187.91 | 187.91
GFM | 1607_CONTINGENCY | 6-B-5 |  | CLAM-000024 | CLAMP, FULL, CIRCLE NOMINAL SIZE: 12, O.D. RANGE: 13.20 - 14.00, 15 WIDTH, MFG P/N: 227-00132015-000, MFG: SMITH BLAIR INC | EACH | EACH | STK | 2 | 2 | 2018-07-24 | 681.43 | 649.02 | 681.43
GFM | 1607_CONTINGENCY | 5-B-15 |  | CLAM-000024 | CLAMP, FULL, CIRCLE NOMINAL SIZE: 12, O.D. RANGE: 13.20 - 14.00, 15 WIDTH, MFG P/N: 227-00132015-000, MFG: SMITH BLAIR INC | EACH | EACH | STK | 2 | 2 | 2018-07-20 | 681.43 | 649.02 | 681.43
GFM | 1607_CONTINGENCY | 5-C-4 |  | CLAM-000025 | CLAMP, NOMINAL SIZE: 18 - 20, O.D. RANGE: 18.90 - 20.10, 15 WIDTH, CL3-20.10X15, MFG P/N: 173-201015000, MFG: ROMAC INDUSTRIES | EACH | EACH | STK | 1 | 1 | 2019-02-21 15:48 | 398.97 | 380 | 398.97
GFM | 1607_CONTINGENCY | 7-A-8 |  | CLAM-000026 | CLAMP, FULL CIRCLE DOUBLE BAND NOMINAL SIZE 12, O.D. RANGE 13.20 - 14.00, 15 WIDTH, MFG P/N: F2-1394-15 | EACH | EACH | STK | 1 | 1 | 2018-07-24 | 178.97 | 170.46 | 178.97
GFM | 1607_CONTINGENCY | 4-B-9 |  | CLAM-000027 | CLAMP, FULL, CIRCLE NOMINAL SIZE: 12, O.D. RANGE: 13.65 - 14.45, 15 WIDTH, MFG P/N: 227-00136515-000, MFG: SMITH BLAIR | EACH | EACH | STK | 1 | 1 | 2018-07-20 | 345.85 | 329.4 | 345.85
GFM | 1607_CONTINGENCY | 7-C-8 |  | CLAM-000028 | CLAMP, FULL CIRCLE DOUBLE BAND NOMINAL SIZE 12, O.D. RANGE 13.65 - 14.45, 15 WIDTH, MFG P/N: F2-1445X15 | EACH | EACH | STK | 2 | 2 | 2018-07-26 | 178.97 | 170.46 | 178.97
GFM | 1607_CONTINGENCY | 4-C-9 |  | CLAM-000029 | CLAMP, FULL, CIRCLE NOMINAL SIZE: 14, O.D. RANGE: 15.07 - 15.82, 20 WIDTH, MFG P/N: 228-20150720-000, MFG: SMITH BLAIR INC | EACH | EACH | STK | 1 | 1 | 2018-07-20 | 741.45 | 706.19 | 741.45
GFM | 1607_CONTINGENCY | 7-A-7 |  | CLAM-000030 | CLAMP, FULL CIRCLE DOUBLE BAND NOMINAL SIZE 14, O.D. RANGE 15.07 - 15.82, 20 WIDTH, MFG P/N: F2-1582-20 | EACH | EACH | STK | 3 | 3 | 2018-07-24 | 321.51 | 306.22 | 321.51
GFM | 1607_CONTINGENCY | 4-C-9 |  | CLAM-000031 | CLAMP, FULL, CIRCLE NOMINAL SIZE: 16, O.D. RANGE: 15.92 - 16.67, 15 WIDTH, MFG P/N: 228-20159215-000, MFG: SMITH BLAIR INC | EACH | EACH | STK | 1 | 1 | 2018-07-20 | 558.65 | 532.08 | 558.65
GFM | 1607_CONTINGENCY | 7-C-8 |  | CLAM-000032 | CLAMP, FULL CIRCLE DOUBLE BAND NOMINAL SIZE 16, O.D. RANGE 15.92 - 16.67, 15 WIDTH, MFG P/N: F2-1667-15 | EACH | EACH | STK | 3 | 3 | 2018-11-14 09:58 | 237.05 | 225.78 | 237.05
GFM | 1607_CONTINGENCY | 4-C-9 |  | CLAM-000033 | CLAMP, FULL, CIRCLE NOMINAL SIZE: 16, O.D. RANGE: 15.92 - 16.67, 20 WIDTH, MFG P/N: 228-20159220-000, MFG: SMITH BLAIR INC | EACH | EACH | STK | 2 | 2 | 2018-07-20 | 758.06 | 722.01 | 758.06
GFM | 1607_CONTINGENCY | 7-A-7 |  | CLAM-000034 | CLAMP, FULL CIRCLE DOUBLE BAND NOMINAL SIZE 16, O.D. RANGE 15.92 - 16.67, 20 WIDTH, MFG P/N: F2-1667-20 | EACH | EACH | STK | 2 | 2 | 2018-07-24 | 321.51 | 306.22 | 321.51
GFM | 1607_CONTINGENCY | 4-C-4 |  | CLAM-000036 | CLAMP, NOMINAL SIZE: 6, O.D. RANGE: 6.84 - 7.64, CL2-7.64 X 12 WIDTH, MFG P/N: 172-076412000, MFG: ROMAC INDUSTRIES INC. | EACH | EACH | STK | 3 | 3 | 2018-09-26 14:56 | 99.05 | 99.05 | 99.05
GFM | 1607_CONTINGENCY | 5-C-4 |  | CLAM-000038 | CLAMP, NOMINAL SIZE: 20 - 22, O.D. RANGE: 21.60 - 22.80, 15 WIDTH, CL3-22.80X20, MFG P/N: 173-228020000, MFG: ROMAC INDUSTRIES | EACH | EACH | STK | 4 | 4 | 2018-07-20 | 566.96 | 540 | 566.96
GFM | 1607_CONTINGENCY | 6-B-3 |  | CLAM-000039 | CLAMP, NOMINAL SIZE: 4, O.D. RANGE: 4.74 - 5.27, 15 WIDTH, CL2-5.27X15, MFG P/N: 172-052715000, MFG: ROMAC INDUSTRIES | EACH | EACH | STK | 4 | 4 | 2018-07-23 | 133.34 | 127 | 133.34
GFM | 1607_CONTINGENCY | 6-B-3 |  | CLAM-000047 | CLAMP, NOMINAL SIZE: 12, O.D. RANGE: 12.70 - 13.50, 15 WIDTH, CL2-13.50X15, MFG P/N: 172-135015000, MFG: ROMAC INDUSTRIES | EACH | EACH | STK | 1 | 1 | 2018-09-26 14:56 | 253.54 | 253.54 | 253.54
GFM | 1607_CONTINGENCY | 4-C-4 |  | CLAM-000051 | CLAMP, NOMINAL SIZE 8, O.D. RANGE 8.99 - 9.79, CL2-9.79 X 12 WIDTH, MFG P/N: 172-097912000, MFG: ROMAC INDUSTRIES INC. | EACH | EACH | STK | 4 | 4 | 2018-09-26 14:56 | 164.79 | 164.79 | 164.79
GFM | 1607_CONTINGENCY | SW-B-02 |  | CLAM-000055 | PIN W/HAIR PIN, COTTER, CLEVIS, 1/4" X 2", MFG P/N: 650922, MFG: CALGON CARBON CORPORATION | PACKAGE | PACKAGE | STK | 2 | 2 | 2018-07-17 | 25.68 | 28 | 29.4
GFM | 1607_CONTINGENCY | 1-B-15 |  | CLAM-000056 | CLAMP, SMALL | EACH | EACH | STK | 1 | 1 | 2018-07-17 | 15.75 | 15 | 15.75
GFM | 1607_CONTINGENCY | 4-B-8 |  | CLAM-000057 | CLAMP, FULL, CIRCLE NOMINAL SIZE: 16, O.D.RANGE: 17.15 - 17.90, MFG P/N: 228-20171515-000, MFG: SMITH BLAIR INC | EACH | EACH | STK | 2 | 2 | 2018-09-17 | 1060.95 | 891.23 | 757.53
GFM | 1607_CONTINGENCY | 5-B-16 |  | CLAM-000060 | CLAMP, FULL, CIRCLE NOMINAL SIZE: 18, O.D.RANGE: 19.23 - 19.98, 15 WIDTH, MFG P/N: 228-20192315-000, MFG: SMITH BLAIR | EACH | EACH | STK | 1 | 1 | 2018-07-20 | 896.94 | 854.28 | 896.94
GFM | 1607_CONTINGENCY | 6-B-5 |  | CLAM-000063 | CLAMP, SS LIFTER BAR, MFG P/N: 161-0525-24, MFG: JCM INDUSTRIES, O.D. RANGE: 5.25 - 5.62, SIZE: 4.5 | EACH | EACH | STK | 6 | 6 | 2018-09-17 | 195.12 | 195.12 | 195.12
GFM | 1607_CONTINGENCY | CONTAINER 10 |  | CLAM-000067 | CLAMP, FULL CIRCLE DOUBLE BAND NOMINAL SIZE 16, O.D. RANGE 17.40 - 17.80, 16 WIDTH, MFG P/N: 26700174016000, MFG: SMITH-BLAIR INC. | EACH | EACH | STK | 1 | 1 | 2018-07-30 | 1066.73 | 1024.13 | 1109.4
GFM | 1607_CONTINGENCY | CONTAINER 10 |  | CLAM-000068 | CLAMP, FULL CIRCLE DOUBLE BAND NOMINAL SIZE 16, O.D. RANGE 15.30 - 15.80, 16 WIDTH, MFG P/N: 26700153016000, MFG: SMITH-BLAIR INC. | EACH | EACH | STK | 4 | 4 | 2018-07-30 | 649.56 | 618.67 | 649.56
GFM | 1607_CONTINGENCY | CONTAINER 10 |  | CLAM-000069 | CLAMP, FULL CIRCLE DOUBLE BAND NOMINAL SIZE 16, O.D. RANGE 16.40 - 16.80, 12 WIDTH, MFG P/N: 26700164012000, MFG: SMITH-BLAIR INC. | EACH | EACH | STK | 3 | 3 | 2018-07-30 | 648.15 | 617.33 | 648.15
GFM | 1607_CONTINGENCY | CONTAINER 10 |  | CLAM-000070 | CLAMP, FULL CIRCLE DOUBLE BAND NOMINAL SIZE 18, O.D. RANGE 19.50 - 20.10, 16 WIDTH, MFG P/N: 26700195016000, MFG: SMITH-BLAIR INC. | EACH | EACH | STK | 4 | 4 | 2018-07-30 | 1117.13 | 1064 | 1117.13
GFM | 1607_CONTINGENCY | CONTAINER 10 |  | CLAM-000071 | CLAMP, FULL CIRCLE DOUBLE BAND NOMINAL SIZE 20, O.D. RANGE 21.60 - 22.40, 16 WIDTH, MFG P/N: 26700216016000, MFG: SMITH-BLAIR INC. | EACH | EACH | STK | 4 | 4 | 2018-07-30 | 1237.52 | 1192.54 | 1310.32
GFM | 1607_CONTINGENCY | CONTAINER 10 |  | CLAM-000072 | CLAMP, FULL CIRCLE DOUBLE BAND NOMINAL SIZE 24, O.D. RANGE 23.50 - 24.20, 16 WIDTH, MFG P/N: 26700235016000, MFG: SMITH-BLAIR INC. | EACH | EACH | STK | 1 | 1 | 2018-04-04 | 1450.3 | 1381.33 | 1450.3
GFM | 1607_CONTINGENCY | CONTAINER 10 |  | CLAM-000073 | CLAMP, FULL CIRCLE DOUBLE BAND NOMINAL SIZE 16, O.D. RANGE 16.40 - 16.80, 16 WIDTH, MFG P/N: 26700164016000, MFG: SMITH-BLAIR INC. | EACH | EACH | STK | 4 | 4 | 2018-07-30 | 954.73 | 909.33 | 954.73
GFM | 1607_CONTINGENCY | CONTAINER 19 |  | CLAM-000074 | CLAMP, FULL CIRCLE DOUBLE BAND NOMINAL SIZE 24, O.D. RANGE 23.50 - 24.20, 12 WIDTH, MFG P/N: 2670023501200, MFG: SMITH-BLAIR INC. | EACH | EACH | STK | 3 | 3 | 2018-10-09 15:07 | 1450.3 | 1381.33 | 1450.3
GFM | 1607_CONTINGENCY | CONTAINER 10 |  | CLAM-000075 | CLAMP, FULL CIRCLE DOUBLE BAND NOMINAL SIZE 18, O.D. RANGE 18.60 - 19.20, 12 WIDTH, MFG P/N: 2670018701200, MFG: SMITH-BLAIR INC. | EACH | EACH | STK | 4 | 4 | 2018-07-30 | 741.96 | 706.67 | 741.96
GFM | 1607_CONTINGENCY | CONTAINER 10 |  | CLAM-000076 | CLAMP, FULL CIRCLE DOUBLE BAND NOMINAL SIZE 18, O.D. RANGE 19.50 - 20.10, 12 WIDTH, MFG P/N: 2670019501200, MFG: SMITH-BLAIR INC. | EACH | EACH | STK | 2 | 2 | 2019-02-21 15:43 | 827.35 | 788 | 827.35
GFM | 1607_CONTINGENCY | CONTAINER 10 |  | CLAM-000077 | CLAMP, FULL CIRCLE DOUBLE BAND NOMINAL SIZE 20, O.D. RANGE 21.60 - 22.06, 12 WIDTH, MFG P/N: 26700216012000, MFG: SMITH-BLAIR INC. | EACH | EACH | STK | 3 | 3 | 2018-07-30 | 954.73 | 909.33 | 954.73
GFM | 1607_CONTINGENCY | SW-E-14 |  | CLAM-000080 | CLAMP, DOUBLE STRAP, SERVICE SADDLE, SIZE: 3, O.D.RANGE: 2.97 – 3.54, MFG P/N: 317-00035414-000, MFG: SMITH BLAIR INC | EACH | EACH | STK | 1 | 1 | 2018-07-26 | 98.39 | 93.71 | 98.39
GFM | 1607_CONTINGENCY | 6-B-5 |  | CLAM-000085 | CLAMP, FULL, CIRCLE NOMINAL SIZE: 6, O.D. RANGE: 6.56 - 6.96, 25 WIDTH, MFG P/N: 22600066325000, MFG: SMITH BLAIR INC. | EACH | EACH | STK | 2 | 2 | 2018-09-17 | 402.7 | 402.7 | 402.7
GFM | 1607_CONTINGENCY | 4-B-13 |  | CLAM-000094 | CLAMP, OIL SEAL, ALUM G, MFG P/N: 60034, MFG: MILTON ROY | EACH | EACH | STK | 2 | 2 | 2018-11-14 09:58 | 39.37 | 37.5 | 39.37
GFM | 1607_CONTINGENCY | 7-A-8 |  | CLAM-000096 | CLAMP, BELL JOINT, LEAK, NOMINAL SIZE: 8, RANGE: 9.05 – 9.30, MFG P/N: FBC-930, MFG: FORD METER BOX COMPANY INC. | EACH | EACH | STK | 2 | 2 | 2018-07-24 | 243.78 | 232.19 | 243.78
GFM | 1607_CONTINGENCY | 7-A-8 |  | CLAM-000097 | CLAMP, BELL JOINT, LEAK, NOMINAL SIZE: 10, RANGE: 11.10 – 11.40, MFG P/N: FBC-1140, MFG: FORD METER BOX COMPANY INC. | EACH | EACH | STK | 2 | 2 | 2018-07-24 | 305.67 | 291.13 | 305.67
GFM | 1607_CONTINGENCY | 7-A-8 |  | CLAM-000098 | CLAMP, SINGLE BAND, REPAIR, NOMINAL SIZE: 6, RANGE: 7.45 – 7.85, MFG P/N: F1-785-75, MFG: FORD METER BOX COMPANY INC. | EACH | EACH | STK | 1 | 1 | 2018-07-24 | 105.44 | 100.43 | 105.44
GFM | 1607_CONTINGENCY | 7-A-8 |  | CLAM-000099 | CLAMP, BELL JOINT, LEAK, NOMINAL SIZE: 6, RANGE: 6.90 – 7.10, MFG P/N: FBC-710, MFG: FORD METER BOX COMPANY INC. | EACH | EACH | STK | 2 | 2 | 2018-07-24 | 176.34 | 167.95 | 176.34
GFM | 1607_CONTINGENCY | 7-A-8 |  | CLAM-000101 | CLAMP, DOUBLE BAND, REPAIR, NOMINAL SIZE: 8, RANGE: 8.99 – 9.79, MFG P/N: F2-979-75, MFG: FORD METER BOX COMPANY INC. | EACH | EACH | STK | 1 | 1 | 2018-07-24 | 162.52 | 154.79 | 162.52
GFM | 1607_CONTINGENCY | SW-B-03 |  | CLAM-000102 | CLAMP, REPAIR NOMINAL SIZE: 1, O.D. RANGE: 1.32, 6 WIDTH, 33-34MM MFG P/N: 245-00013206-000, MFG: SMITH BLAIR | EACH | EACH | STK | 6 | 6 | 2018-07-25 | 25.02 | 23.83 | 25.02
GFM | 1607_CONTINGENCY | SW-B-03 |  | CLAM-000103 | CLAMP, REPAIR NOMINAL SIZE: 1-1/4, O.D. RANGE: 1.65, 6 WIDTH, 42-43MM MFG P/N: 245-00016606-000, MFG: SMITH BLAIR | EACH | EACH | STK | 2 | 2 | 2018-07-25 | 24.1 | 22.95 | 24.1
GFM | 1607_CONTINGENCY | SW-B-03 |  | CLAM-000104 | CLAMP, REPAIR NOMINAL SIZE: 1-1/2, O.D. RANGE: 1.90, 6 WIDTH, 48-49MM MFG P/N: 245-00019006-000, MFG: SMITH BLAIR | EACH | EACH | STK | 4 | 4 | 2018-08-17 16:08 | 28.41 | 27.06 | 28.41
GFM | 1607_CONTINGENCY | SW-B-03 |  | CLAM-000106 | CLAMP, REPAIR NOMINAL SIZE: 2-1/2, O.D. RANGE: 2.88, 6 WIDTH, 76-77MM MFG P/N: 245-00028806-000, MFG: SMITH BLAIR | EACH | EACH | STK | 1 | 1 | 2018-07-25 | 37.37 | 35.59 | 37.37
GFM | 1607_CONTINGENCY | 6-B-6 | AISI | CLAM-000112 | CLAMP, FULL CIRCLE DOUBLE BAND NOMINAL SIZE: 10, O.D.RANGE: 10.70 - 11.50, 16 WIDTH, MFG P/N: 112-11501600, MFG: ROMAC INDUSTRIES, INC. | EACH | EACH | STK | 1 | 1 | 2018-09-26 14:56 | 277.44 | 277.44 | 277.44
GFM | 1607_CONTINGENCY | 4-C-8 | AISI | CLAM-000113 | CLAMP, FULL CIRCLE DOUBLE BAND NOMINAL SIZE: 10, O.D.RANGE: 10.70 - 11.50, 20 WIDTH, MFG P/N: 112-11502000, MFG: ROMAC INDUSTRIES, INC. | EACH | EACH | STK | 4 | 4 | 2018-07-19 | 352.33 | 335.57 | 352.33
GFM | 1607_CONTINGENCY | 7-C-5 | INDIGO | CLAM-000118 | CLAMP, DOUBLE STRAP, SERVICE SADDLE, SIZE: 14”, O.D.RANGE: 15.30” – 16.80”, 202NS-16.80 X 2 IP, MFG P/N: 286-168072, MFG: ROMAC INDUSTRIES, INC. | EACH | EACH | STK | 4 | 4 | 2018-08-17 16:08 | 108.59 | 108.59 | 108.59
GFM | 1607_CONTINGENCY | 7-C-5 | INDIGO | CLAM-000119 | CLAMP, DOUBLE STRAP, SERVICE SADDLE, SIZE: 16”, O.D.RANGE: 17.40” – 18.90”, 202NS-18.90 X 2 IP, MFG P/N: 286-189072, MFG: ROMAC INDUSTRIES, INC. | EACH | EACH | STK | 4 | 4 | 2018-08-17 16:08 | 127.47 | 127.47 | 127.47
GFM | 1607_CONTINGENCY | 7-A-8 | INDIGO | CLAM-000120 | CLAMP, DOUBLE STRAP, SERVICE SADDLE, SIZE: 4”, O.D.RANGE: 4.50” – 4.80”, 202NS-4.80 X 2 IP, MFG P/N: 286-048072, MFG: ROMAC INDUSTRIES, INC. | EACH | EACH | STK | 1 | 1 | 2018-11-14 09:58 | 124.03 | 57.1 | 124.03
GFM | 1607_CONTINGENCY | 5-B-5 | INDIGO | CLAM-000120 | CLAMP, DOUBLE STRAP, SERVICE SADDLE, SIZE: 4”, O.D.RANGE: 4.50” – 4.80”, 202NS-4.80 X 2 IP, MFG P/N: 286-048072, MFG: ROMAC INDUSTRIES, INC. | EACH | EACH | STK | 1 | 1 | 2018-07-20 | 124.03 | 57.1 | 124.03
GFM | 1607_CONTINGENCY | CONTAINER 26 | AMERICAN WATER WORKS INTERNATIONAL | CLAM-000125 | CLAMP, REPAIR, NOMINAL SIZE: 16”, O.D. RANGE: 16.60 – 17.80, MFG P/N: 1123-17801600, 16” WIDTH, MFG: ROMAC INDUSTRIES INC. | EACH | EACH | STK | 1 | 1 | 2018-07-30 | 565.01 | 565.01 | 565.01
GFM | 1607_CONTINGENCY | CONTAINER 26 | AMERICAN WATER WORKS INTERNATIONAL | CLAM-000126 | CLAMP, REPAIR, NOMINAL SIZE: 20”, O.D. RANGE: 21.07 – 22.27, 16” WIDTH, MFG P/N: 113-22716000, MFG: ROMAC INDUSTRIES INC. | EACH | EACH | STK | 2 | 2 | 2018-07-30 | 652.73 | 652.73 | 652.73
GFM | 1607_CONTINGENCY | 6-B-6 | INDIGO | CLAM-000129 | CLAMP, REPAIR 6", SS2 7.37X10, OD RANGE: 6.57-7.37, 6NOM, MFG PN: 112-07371000, MFG: ROMAC IND. INC. | EACH | EACH | STK | 3 | 3 | 2018-12-19 12:47 | 146.11 | 133.2 | 146.11
GFM | 1607_CONTINGENCY | 4-B-6 | INDIGO | CLAM-000129 | CLAMP, REPAIR 6", SS2 7.37X10, OD RANGE: 6.57-7.37, 6NOM, MFG PN: 112-07371000, MFG: ROMAC IND. INC. | EACH | EACH | STK | 1 | 1 | 2018-07-20 | 146.11 | 133.2 | 146.11
CAM | 1607_CONTINGENCY | 1-D-8 | INDIGO | CLAM-000129 | CLAMP, REPAIR 6", SS2 7.37X10, OD RANGE: 6.57-7.37, 6NOM, MFG PN: 112-07371000, MFG: ROMAC IND. INC. | EACH | EACH | STK | 4 | 4 | 2018-07-18 | 146.11 | 133.2 | 146.11
GFM | 1607_CONTINGENCY | 4-B-6 | INDIGO | CLAM-000130 | CLAMP, REPAIR 10" SS2-11.55X10, OD RANGE: 10.75-11.55, 10 NOM, MFG PN: 112-11551000, MFG: ROMAC IND | EACH | EACH | STK | 1 | 1 | 2018-07-20 | 191.91 | 191.91 | 191.91
GFM | 1607_CONTINGENCY | 4-C-9 | AMERICAN WATER WORKS INTERNATIONAL | CLAM-000131 | CLAMP, SERVICE SADDLE 4", MODEL:202NU, MFG PN:286-U048072, MFG: ROMAC | EACH | EACH | STK | 3 | 3 | 2017-10-08 | 33.57 | 33.57 | 33.57
GFM | 1607_CONTINGENCY | 4-B-6 | AMERICAN WATER WORKS INTERNATIONAL | CLAM-000131 | CLAMP, SERVICE SADDLE 4", MODEL:202NU, MFG PN:286-U048072, MFG: ROMAC | EACH | EACH | STK | 3 | 3 | 2018-08-17 16:02 | 33.57 | 33.57 | 33.57
GFM | 1607_CONTINGENCY | 6-B-6 | AMERICAN WATER WORKS INTERNATIONAL | CLAM-000132 | CLAMP, SADDLE, SERVICE 4", MFG PN: 286-U069072, MFG: ROMAC | EACH | EACH | STK | 4 | 4 | 2018-07-23 | 38.73 | 38.73 | 38.73
GFM | 1607_CONTINGENCY | 3-C-10 | AMERICAN WATER WORKS INTERNATIONAL | CLAM-000133 | CLAMP, SADDLE, SERVICE 8", MFG PN: 286-U090572, MFG: ROMAC | EACH | EACH | STK | 3 | 3 | 2017-11-27 | 42.43 | 42.43 | 42.43
GFM | 1607_CONTINGENCY | 6-B-6 | AMERICAN WATER WORKS INTERNATIONAL | CLAM-000134 | CLAMP, SADDLE, SERVICE 10", MFG PN: 286-U111072, MFG: ROMAC | EACH | EACH | STK | 4 | 4 | 2018-07-23 | 57.66 | 57.66 | 57.66
GFM | 1607_CONTINGENCY | 6-B-6 | AMERICAN WATER WORKS INTERNATIONAL | CLAM-000135 | CLAMP, SADDLE, SERVICE 12", MFG PN: 286-U132072, MFG: ROMAC | EACH | EACH | STK | 4 | 4 | 2018-07-23 | 67.52 | 67.52 | 67.52
GFM | 1607_CONTINGENCY | 4-C-5 | AMERICAN WATER WORKS INTERNATIONAL | CLAM-000136 | CLAMP, REPAIR 4", OD RANGE: 4.47-5.27X8, MFG PN: 112-05270800, MFG: ROMAC | EACH | EACH | STK | 1 | 1 | 2018-08-17 07:54 | 86.73 | 84.89 | 86.73
CAM | 1607_CONTINGENCY | 1-D-7 | AMERICAN WATER WORKS INTERNATIONAL | CLAM-000136 | CLAMP, REPAIR 4", OD RANGE: 4.47-5.27X8, MFG PN: 112-05270800, MFG: ROMAC | EACH | EACH | STK | 1 | 1 | 2018-09-17 | 86.73 | 84.89 | 86.73
GFM | 1607_CONTINGENCY | 4-C-5 | AMERICAN WATER WORKS INTERNATIONAL | CLAM-000137 | CLAMP, REPAIR 6", OD RANGE: 6.57-7.37X12, MFG PN: 112-07371200, MFG: ROMAC | EACH | EACH | STK | 3 | 3 | 2018-07-20 | 128.27 | 134.09 | 128.27
CAM | 1607_CONTINGENCY | 1-D-8 | AMERICAN WATER WORKS INTERNATIONAL | CLAM-000137 | CLAMP, REPAIR 6", OD RANGE: 6.57-7.37X12, MFG PN: 112-07371200, MFG: ROMAC | EACH | EACH | STK | 4 | 4 | 2018-07-18 | 128.27 | 134.09 | 128.27
GFM | 1607_CONTINGENCY | 3-C-10 | AMERICAN WATER WORKS INTERNATIONAL | CLAM-000138 | CLAMP, REPAIR 8", OD RANGE: 8.59-9.39X16, MFG PN: 112-09391600, MFG: ROMAC | EACH | EACH | STK | 1 | 1 | 2018-06-25 | 215.98 | 211.4 | 215.98
CAM | 1607_CONTINGENCY | 1-D-7 | AMERICAN WATER WORKS INTERNATIONAL | CLAM-000138 | CLAMP, REPAIR 8", OD RANGE: 8.59-9.39X16, MFG PN: 112-09391600, MFG: ROMAC | EACH | EACH | STK | 2 | 2 | 2018-07-18 | 215.98 | 211.4 | 215.98
GFM | 1607_CONTINGENCY | 4-C-5 | AMERICAN WATER WORKS INTERNATIONAL | CLAM-000139 | CLAMP, REPAIR 8", OD RANGE: 8.99-9.79X8, MFG PN: 112-09790800, MFG: ROMAC | EACH | EACH | STK | 3 | 3 | 2018-07-20 | 114.12 | 111.7 | 114.12
CAM | 1607_CONTINGENCY | 1-D-8 | AMERICAN WATER WORKS INTERNATIONAL | CLAM-000139 | CLAMP, REPAIR 8", OD RANGE: 8.99-9.79X8, MFG PN: 112-09790800, MFG: ROMAC | EACH | EACH | STK | 4 | 4 | 2018-07-18 | 114.12 | 111.7 | 114.12
GFM | 1607_CONTINGENCY | 6-B-6 | AMERICAN WATER WORKS INTERNATIONAL | CLAM-000140 | CLAMP, REPAIR 10", OD RANGE: 10.75-11.55X10, MFG PN: 112-11551000, MFG: ROMAC | EACH | EACH | STK | 3 | 3 | 2018-07-23 | 268.8 | 213.6 | 268.8
CAM | 1607_CONTINGENCY | 1-D-7 | AMERICAN WATER WORKS INTERNATIONAL | CLAM-000140 | CLAMP, REPAIR 10", OD RANGE: 10.75-11.55X10, MFG PN: 112-11551000, MFG: ROMAC | EACH | EACH | STK | 4 | 4 | 2018-07-18 | 268.8 | 213.6 | 268.8
GFM | 1607_CONTINGENCY | 4-C-5 | AMERICAN WATER WORKS INTERNATIONAL | CLAM-000141 | CLAMP, REPAIR 10", OD RANGE: 112-11551600, MFG PN: 112-11551600, MFG: ROMAC | EACH | EACH | STK | 2 | 2 | 2018-07-20 | 186.76 | 208.64 | 186.76
CAM | 1607_CONTINGENCY | 1-D-8 | AMERICAN WATER WORKS INTERNATIONAL | CLAM-000141 | CLAMP, REPAIR 10", OD RANGE: 112-11551600, MFG PN: 112-11551600, MFG: ROMAC | EACH | EACH | STK | 4 | 4 | 2018-07-18 | 186.76 | 208.64 | 186.76
GFM | 1607_CONTINGENCY | 6-B-6 | AMERICAN WATER WORKS INTERNATIONAL | CLAM-000142 | CLAMP, REPAIR 12", OD RANGE: 12.70-13.50X12, MFG PN: 112-13501200, MFG: ROMAC | EACH | EACH | STK | 4 | 4 | 2018-07-23 | 291.02 | 292.25 | 291.02
CAM | 1607_CONTINGENCY | 1-D-7 | AMERICAN WATER WORKS INTERNATIONAL | CLAM-000142 | CLAMP, REPAIR 12", OD RANGE: 12.70-13.50X12, MFG PN: 112-13501200, MFG: ROMAC | EACH | EACH | STK | 4 | 4 | 2018-07-18 | 291.02 | 292.25 | 291.02
GFM | 1607_CONTINGENCY | 4-C-5 | AMERICAN WATER WORKS INTERNATIONAL | CLAM-000143 | CLAMP, REPAIR 12", OD RANGE: 12.70-13.50X16, MFG PN: 112-13501600, MFG: ROMAC | EACH | EACH | STK | 1 | 1 | 2019-02-21 15:46 | 307.47 | 300.94 | 307.47
CAM | 1607_CONTINGENCY | 1-D-7 | AMERICAN WATER WORKS INTERNATIONAL | CLAM-000143 | CLAMP, REPAIR 12", OD RANGE: 12.70-13.50X16, MFG PN: 112-13501600, MFG: ROMAC | EACH | EACH | STK | 3 | 3 | 2018-07-18 | 307.47 | 300.94 | 307.47
GFM | 1607_CONTINGENCY | SW-C-03 |  | CLAM-000145 | CLAMP,C-13X8 STYLE C, FOR 1" STANDARD STEEL PIPE MFG P/N: 140-03108 MFG ROMAC INDUSTRIES | EACH | EACH | STK | 12 | 12 | 2018-08-06 09:10 | 47.53 | 47.53 | 47.53
GFM | 1607_CONTINGENCY | SW-C-03 |  | CLAM-000146 | CLAMP, C-17X8 STYLE C, FOR 1 1/4 STANDARD STEEL PIPE MFG P/N: 140-01708 MFG ROMAC INDUSTRIES | EACH | EACH | STK | 12 | 12 | 2018-08-06 09:10 | 51.14 | 51.14 | 51.14
GFM | 1607_CONTINGENCY | 6-C-4 |  | CLAM-000147 | CLAMP, HYMAX, 1-1/2"x6"; RANGE:1.86-2.16 MFG P/N:267-56-0047 MFG KRAUSZ | EACH | EACH | STK | 8 | 8 | 2018-09-14 15:35 | 74.8 | 74.8 | 74.8
GFM | 1607_CONTINGENCY | 6-B-2 |  | CLAM-000148 | CLAMP, HYMAX 3"x6", RANGE: 3.42-4.25, MFG P/N:271-56-0087-10W MFG KRAUSZ | EACH | EACH | STK | 2 | 2 | 2018-12-10 08:03 | 109.75 | 104.53 | 109.75
GFM | 1607_CONTINGENCY | 6-C-4 |  | CLAM-000148 | CLAMP, HYMAX 3"x6", RANGE: 3.42-4.25, MFG P/N:271-56-0087-10W MFG KRAUSZ | EACH | EACH | STK | 5 | 5 | 2018-09-14 15:35 | 109.75 | 104.53 | 109.75
GFM | 1607_CONTINGENCY | 6-C-4 |  | CLAM-000149 | CLAMP, HYMAX 4"x6" RANGE: 4.47-5.27 MFG P/N:272-56-0113-10W MFG KRAUSZ | EACH | EACH | STK | 4 | 4 | 2018-09-14 15:35 | 147.58 | 147.58 | 147.58
GFM | 1607_CONTINGENCY | 6-C-4 |  | CLAM-000150 | CLAMP, HYMAX 4"x15" RANGE:4.47-5.27 MFG P/N:274-56-0113-10W MFG KRAUSZ | EACH | EACH | STK | 4 | 4 | 2018-09-14 15:35 | 237.98 | 237.98 | 237.98
GFM | 1607_CONTINGENCY | 6-C-4 |  | CLAM-000151 | CLAMP, HYMAX 6"x15" RANGE:6.60-7.40 MFG P/N:274-56-0167-10W MFG KRAUSZ | EACH | EACH | STK | 4 | 4 | 2018-09-14 15:35 | 287.36 | 287.36 | 287.36
GFM | 1607_CONTINGENCY | 6-C-4 |  | CLAM-000152 | CLAMP, HYMAX 6"x24" RANGE:6.60-7.74 MFG P/N: 277-56-0167-10W MFG KRAUSZ | EACH | EACH | STK | 4 | 4 | 2018-09-14 15:35 | 611.39 | 611.39 | 611.39
GFM | 1607_CONTINGENCY | 6-C-4 |  | CLAM-000153 | CLAMP,HYMAX 8"x15" RANGE: 8.60-9.40 MFG P/N: 274-56-0218-10W MFG KRAUSZ | EACH | EACH | STK | 3 | 3 | 2019-02-26 11:40 | 365.09 | 365.09 | 365.09
GFM | 1607_CONTINGENCY | 6-C-4 |  | CLAM-000154 | CLAMP, HYMAX 8"x24" RANGE:8.60-9.4O MFG P/N:277-56-0218-10W MFG KRAUSZ | EACH | EACH | STK | 1 | 1 | 2019-02-26 11:41 | 761.68 | 761.68 | 761.68
GFM | 1607_CONTINGENCY | 6-C-4 |  | CLAM-000155 | CLAMP, HYMAX 10"x15" RANGE: 10.73-11.53 MFGP/N:274-56-0272-10W MFG KRAUSZ | EACH | EACH | STK | 2 | 2 | 2018-09-14 15:35 | 461.4 | 461.4 | 461.4
GFM | 1607_CONTINGENCY | 6-C-4 |  | CLAM-000156 | CLAMP, HYMAX 12"x15" RANGE: 12.75-13.55 MFG P/N:274-56-0323-10W MFG KRAUSZ | EACH | EACH | STK | 2 | 2 | 2018-09-14 15:35 | 541.87 | 541.87 | 541.87
GFM | 1607_CONTINGENCY | 6-B-2 |  | CLAM-000157 | CLAMP, HYMAX 2"x6" RANGE:2.35-2.65 MFG P/N: 267-56-0059-10 MFG KRAUSZ | EACH | EACH | STK | 8 | 8 | 2018-10-15 13:52 | 77.18 | 77.18 | 77.18
GFM | 1607_CONTINGENCY | 6-B-2 |  | CLAM-000158 | CLAMP, HYMAX 2 1/2"x6 RANGE: 2.85-3.15 MFG P/N:267-56-0072-10 MFG KRAUSZ | EACH | EACH | STK | 8 | 8 | 2018-10-15 13:52 | 80.88 | 80.88 | 80.88
GFM | 1607_CONTINGENCY | 6-B-2 |  | CLAM-000159 | CLAMP,HYMAX 10"x15" RANGE:11.35-13.15 MFG P/N:274-56-0288-10W MFG KRAUSZ | EACH | EACH | STK | 2 | 2 | 2018-10-15 13:52 | 465.95 | 465.95 | 465.95
GFM | 1607_CONTINGENCY | 6-B-2 |  | CLAM-000160 | CLAMP, HYMAX 10"x24" RANGE: 10.73-11.53 MFG P/N:277-56-0272-10W MFG KRAUSZ | EACH | EACH | STK | 2 | 2 | 2018-10-15 13:52 | 874.67 | 874.67 | 874.67
GFM | 1607_CONTINGENCY | 6-B-2 |  | CLAM-000161 | CLAMP,HYMAX 12"x15" RANGE:13.60-14.40 MFG P/N:274-56-0345-10W MFG KRAUSZ | EACH | EACH | STK | 2 | 2 | 2018-10-15 13:52 | 546.66 | 546.66 | 546.66
GFM | 1607_CONTINGENCY | 6-B-2 |  | CLAM-000162 | CLAMP, HYMAX 12"x24" RANGE:12.75-13.55 MFG P/N:277-56-0323-10W MFG KRAUSZ | EACH | EACH | STK | 2 | 2 | 2018-10-15 13:52 | 964.68 | 964.68 | 964.68
GFM | 1607_CONTINGENCY | SW-C-03 |  | CLAM-011133 | CLAMP, REDI NOMINAL SIZE: 1, O.D. RANGE: 1.13, 3 WIDTH, MFG P/N: 244-00011303-000, MFG: SMITH BLAIR | EACH | EACH | STK | 10 | 10 | 2018-07-17 | 26.31 | 25.06 | 26.31
GFM | 1607_CONTINGENCY | SW-C-03 |  | CLAM-011323 | CLAMP, REDI NOMINAL SIZE: 1, O.D. RANGE: 1.32, 3 WIDTH, MFG P/N: 244-00013203-000, MFG: SMITH BLAIR | EACH | EACH | STK | 1 | 1 | 2018-08-16 10:41 | 26.69 | 25.42 | 26.69
GFM | 1607_CONTINGENCY | SW-B-03 |  | CLAM-011326 | CLAMP, REDI NOMINAL SIZE: 1, O.D. RANGE: 1.32, 6 WIDTH, MFG P/N: 244-00013206-000, MFG: SMITH BLAIR | EACH | EACH | STK | 6 | 6 | 2018-06-14 15:44 | 53.76 | 51.2 | 53.76
GFM | 1607_CONTINGENCY | 6-B-3 |  | CLAM-115510 | CLAMP, NOMINAL SIZE: 10, O.D. RANGE: 10.70 - 11.50, 10 WIDTH, CL2-11.50X10, MFG P/N: 172-115010000, MFG: ROMAC INDUSTRIES | EACH | EACH | STK | 3 | 3 | 2018-09-28 09:29 | 214.53 | 147 | 154.34
GFM | 1607_CONTINGENCY | SW-B-03 |  | CLAM-120843 | CLAMP, REDI NOMINAL SIZE: 5, O.D. RANGE: 0.84, 3 WIDTH, MFG P/N: 244-00008403-000, MFG: SMITH BLAIR | EACH | EACH | STK | 8 | 8 | 2018-08-17 16:08 | 24.89 | 23.71 | 24.89
GFM | 1607_CONTINGENCY | SW-B-03 |  | CLAM-120846 | CLAMP, REDI NOMINAL SIZE: 1/2, O.D. RANGE: 0.84, 6 WIDTH, MFG P/N: 244-00008406-000, MFG: SMITH BLAIR | EACH | EACH | STK | 10 | 10 | 2018-07-25 | 53.06 | 50.54 | 53.06
GFM | 1607_CONTINGENCY | SW-D-03 |  | CLAM-121623 | CLAMP, REDI NOMINAL SIZE: 1.5, O.D. RANGE: 1.63, 3 WIDTH, MFG P/N: 244-00016303-000, MFG: SMITH BLAIR | EACH | EACH | STK | 5 | 5 | 2018-07-26 | 27.21 | 25.92 | 27.21
GFM | 1607_CONTINGENCY | SW-B-03 |  | CLAM-121623 | CLAMP, REDI NOMINAL SIZE: 1.5, O.D. RANGE: 1.63, 3 WIDTH, MFG P/N: 244-00016303-000, MFG: SMITH BLAIR | EACH | EACH | STK | 1 | 1 | 2018-04-10 10:16 | 27.21 | 25.92 | 27.21
GFM | 1607_CONTINGENCY | SW-D-03 |  | CLAM-121903 | CLAMP, REDI NOMINAL SIZE: 1.5, O.D. RANGE: 1.90, 3 WIDTH, MFG P/N: 244-00019003-000, MFG: SMITH BLAIR | EACH | EACH | STK | 7 | 7 | 2018-07-26 | 28.12 | 26.78 | 28.12
GFM | 1607_CONTINGENCY | SW-B-03 |  | CLAM-121903 | CLAMP, REDI NOMINAL SIZE: 1.5, O.D. RANGE: 1.90, 3 WIDTH, MFG P/N: 244-00019003-000, MFG: SMITH BLAIR | EACH | EACH | STK | 1 | 1 | 2018-04-10 10:16 | 28.12 | 26.78 | 28.12
GFM | 1607_CONTINGENCY | SW-D-03 |  | CLAM-121906 | CLAMP, REDI NOMINAL SIZE: 1.5, O.D. RANGE: 1.90, 6 WIDTH, MFG P/N: 244-00019006-000, MFG: SMITH BLAIR | EACH | EACH | STK | 1 | 1 | 2018-07-26 | 55.45 | 52.81 | 55.45
GFM | 1607_CONTINGENCY | SW-B-03 |  | CLAM-121906 | CLAMP, REDI NOMINAL SIZE: 1.5, O.D. RANGE: 1.90, 6 WIDTH, MFG P/N: 244-00019006-000, MFG: SMITH BLAIR | EACH | EACH | STK | 2 | 2 | 2018-07-25 | 55.45 | 52.81 | 55.45
GFM | 1607_CONTINGENCY | SW-D-03 |  | CLAM-141383 | CLAMP, REDI NOMINAL SIZE: 1-1/4, O.D. RANGE: 1.38, 3 WIDTH, MFG P/N: 244-00013803-000, MFG: SMITH BLAIR | EACH | EACH | STK | 3 | 3 | 2018-07-26 | 26.89 | 25.61 | 26.89
GFM | 1607_CONTINGENCY | SW-B-03 |  | CLAM-141383 | CLAMP, REDI NOMINAL SIZE: 1-1/4, O.D. RANGE: 1.38, 3 WIDTH, MFG P/N: 244-00013803-000, MFG: SMITH BLAIR | EACH | EACH | STK | 2 | 2 | 2018-04-10 10:16 | 26.89 | 25.61 | 26.89
GFM | 1607_CONTINGENCY | SW-D-03 |  | CLAM-141663 | CLAMP, REDI NOMINAL SIZE: 1-1/4, O.D. RANGE: 1.66, 3 WIDTH, MFG P/N: 244-00016603-000, MFG: SMITH BLAIR | EACH | EACH | STK | 6 | 6 | 2018-08-17 16:08 | 27.37 | 26.07 | 27.37
GFM | 1607_CONTINGENCY | 4-B-9 |  | CLAM-150715 | CLAMP, FULL, CIRCLE O.D. RANGE: 15.07 - 15.82, 15 WIDTH, MFG P/N: 228-20150715-000, MFG: SMITH BLAIR | EACH | EACH | STK | 2 | 2 | 2018-07-20 | 548.43 | 522.35 | 548.43
GFM | 1607_CONTINGENCY | 7-C-8 |  | CLAM-158215 | CLAMP, FULL CIRCLE DOUBLE BAND NOMINAL SIZE 14, O.D. RANGE 15.07 - 15.82, 15 WIDTH, MFG P/N: F2-1582-15 | EACH | EACH | STK | 3 | 3 | 2018-07-26 | 237.05 | 225.78 | 237.05
GFM | 1607_CONTINGENCY | SW-D-03 |  | CLAM-340883 | CLAMP, REDI NOMINAL SIZE: 3/4, O.D. RANGE: 0.88, 3 WIDTH, MFG P/N: 244-00008803-000, MFG: SMITH BLAIR | EACH | EACH | STK | 10 | 10 | 2018-07-26 | 25 | 23.81 | 25
GFM | 1607_CONTINGENCY | SW-D-03 |  | CLAM-341053 | CLAMP, REDI NOMINAL SIZE: 0.75, O.D. RANGE: 1.05, 3 WIDTH, MFG P/N: 244-00010503-000, MFG: SMITH BLAIR | EACH | EACH | STK | 9 | 9 | 2018-08-17 16:02 | 25.24 | 24.04 | 25.24
GFM | 1607_CONTINGENCY | SW-D-03 |  | CLAM-341056 | CLAMP, REDI NOMINAL SIZE: 3/4, O.D. RANGE: 1.05, 6 WIDTH, MFG P/N: 244-00010506-000, MFG: SMITH BLAIR | EACH | EACH | STK | 7 | 7 | 2018-07-26 | 53.36 | 50.82 | 53.36
GFM | 1607_CONTINGENCY | SW-D-03 |  | CLAM-416636 | CLAMP, REDI NOMINAL SIZE: 1-1/4, O.D. Range: 1.66, 6 WIDTH, MFG P/N: 244-00016606-000, MFG: SMITH BLAIR | EACH | EACH | STK | 4 | 4 | 2018-07-26 | 54.58 | 51.98 | 54.58
GFM | 1607_CONTINGENCY | 4-C-4 |  | CLAM-455710 | CLAMP, NOMINAL SIZE: 4, O.D. RANGE: 5.20 - 5.60, CL1-5.60 X 10 WIDTH, MFG P/N: 171-056010000, MFG: ROMAC INDUSTRIES INC. | EACH | EACH | STK | 4 | 4 | 2018-09-26 14:56 | 92.45 | 92.45 | 92.45
GFM | 1607_CONTINGENCY | SW-A-04 |  | CLOC-000002 | TIMER, CLOCK INTERMATIC, MODEL T-1905-8, KLOCNER MOELLER 125V, 60HZ, 1PDT, 24 HR | EACH | EACH | STK | 1 | 1 | 2018-07-25 | 141.79 | 135.05 | 141.79
GFM | 1607_CONTINGENCY | SW-A-04 |  | CLOC-000006 | SWITCH, PROGRAM, TIME, 20A, 125-480VAC, 1.5HP, 125VAC, 1HP-250VAC, MFG P/N: T1905, MFG: INTERMATIC | EACH | EACH | STK | 12 | 12 | 2018-07-25 | 118.88 | 133.9 | 140.59
GFM | 1607_CONTINGENCY | SW-B-04 |  | COCK-000004 | COCK, SHUTOFF, MFG P/N: 6819904B, CK-3, 1/2", BRZ, MFG: CLA-VAL | EACH | EACH | STK | 2 | 2 | 2018-07-17 | 3.3 | 3.14 | 3.3
GFM | 1607_CONTINGENCY | SW-B-04 |  | COLO-000001 | COLORIMETER ASSY, CL-17, MFG P/N: 5455-00 | EACH | EACH | STK | 1 | 1 | 2018-07-25 | 1515.05 | 1443 | 1515.05
GFM | 1607_CONTINGENCY | 1-D-14 |  | COND-000001 | CONDUIT, MFG: COSMODYNE, MFG P/N: 3207215-30, 1/2-5 | EACH | EACH | STK | 1 | 1 | 2018-07-17 | 2.46 | 2.34 | 2.46
GFM | 1607_CONTINGENCY | W-D-3 |  | COND-000005 | CONDUIT, RIGID, ALUMINUM, 2" X 10', NSN: 9575008557054 | LENGTH | LENGTH | STK | 14 | 14 | 2018-07-20 | 74.25 | 70.72 | 74.25
GFM | 1607_CONTINGENCY | W-D-2 |  | COND-000007 | TUBING, ELECTRICAL, METALLIC, 3/4" X 10', NSN: 5975001781217 | LENGTH | LENGTH | STK | 37 | 37 | 2018-07-20 | 3.46 | 3.3 | 3.46
GFM | 1607_CONTINGENCY | W-D-3 |  | COND-000008 | CONDUIT, RIGID, ALUMINUM, 1-1/2" X 10' | LENGTH | LENGTH | STK | 10 | 10 | 2018-07-20 | 52.5 | 50 | 52.5
GFM | 1607_CONTINGENCY | W-D-2 |  | COND-000010 | TUBING, ELECTRICAL, METALLIC, 1/2" X 10' | LENGTH | LENGTH | STK | 18 | 18 | 2018-07-20 | 4.62 | 4.4 | 4.62
GFM | 1607_CONTINGENCY | W-D-3 |  | COND-000014 | CONDUIT, RIGID, STEEL, 1" X 10', (PIPE) | LENGTH | LENGTH | STK | 2 | 2 | 2018-07-20 | 37.38 | 35.6 | 37.38
GFM | 1607_CONTINGENCY | W-D-2 |  | COND-000015 | TUBING, ELECTRICAL, METALLIC, 1-1/2" X 10' | LENGTH | LENGTH | STK | 1 | 1 | 2018-07-20 | 5.77 | 5.5 | 5.77
GFM | 1607_CONTINGENCY | W-D-1 |  | COND-000016 | CONDUIT, RIGID, STEEL, 1-3/4" X 20' | LENGTH | LENGTH | STK | 1 | 1 | 2018-07-20 | 64.26 | 61.2 | 64.26
GFM | 1607_CONTINGENCY | 1-D-14 |  | CONN-000001 | CONNECTOR, MFG: COSMODYNE, MFG P/N: 3207215-34, 4-4 FBTX-B ST. | EACH | EACH | STK | 3 | 3 | 2018-07-17 | 2.3 | 2.19 | 2.3
GFM | 1607_CONTINGENCY | SW-B-04 |  | CONN-000002 | CONNECTOR, MALE, 5 POLE, 90 DEGREE, MFG P/N: 400-01171/WA5007-31, MFG: WOODHEAD | ASSEMBLY | EACH | STK | 1 | 1 | 2018-09-26 14:56 | 36.11 | 36.11 | 36.11
GFM | 1607_CONTINGENCY | SW-B-04 |  | CONN-000006 | CONNECTOR, 5 PIN ANGLE, MFG P/N: 400-00233 | EACH | EACH | STK | 2 | 2 | 2018-07-17 | 46.59 | 44.37 | 46.59
GFM | 1607_CONTINGENCY | SW-A-04 |  | CONT-000002 | CONTROLLER, UNIVERSAL, SC200, MFG: P/N: LXV404.9900552, MFG: HACH | EACH | EACH | STK | 2 | 2 | 2018-07-25 | 1735.54 | 1653 | 1735.54
GFM | 1607_CONTINGENCY | SW-B-04 |  | CONT-000003 | CONTACTOR, AUXILIARY, MFG P/N: XTCEXSCN11, MFG: EATON | EACH | EACH | STK | 1 | 1 | 2018-07-17 | 39.9 | 38 | 39.9
GFM | 1607_CONTINGENCY | SW-B-04 |  | CONT-000004 | CONTACTOR, 3PH, 200KW/400V, (AC3), MFG P/N: DIL-M400 | EACH | EACH | STK | 1 | 1 | 2018-07-25 | 206.49 | 196.67 | 206.49
GFM | 1607_CONTINGENCY | SW-A-04 |  | CONT-000005 | CONTACTOR, MAGNETIC MODEL J, SIZE 6, 3P, 400HP, @ 460V, O.L. HEATER-3EA-177C524G24 | EACH | EACH | STK | 1 | 1 | 2018-07-25 | 17805 | 16958.24 | 17805
GFM | 1607_CONTINGENCY | SW-B-04 |  | CONT-000006 | STARTER, 3 PHASE, MAGNETIC, MFG P/N: 14DP32AA81, MFG: SIEMENS, 110-120/220-240VAC, 60HZ, 110/190-220VAC, 50HZ, SIZE 1 | EACH | EACH | STK | 2 | 2 | 2018-07-25 | 351.73 | 335 | 351.73
GFM | 1607_CONTINGENCY | SW-B-04 |  | CONT-000008 | CONTACTOR, MAGNETIC, 600V AC, 700AMP, 3PL, 250/500V, 40-60HZ, MFG P/N: DIL-M650 | EACH | EACH | STK | 2 | 2 | 2018-07-25 | 2945.06 | 2805 | 2945.06
GFM | 1607_CONTINGENCY | 5-B-16 |  | CONT-000009 | CONTACTOR, MAGNETIC, MODEL J, 3PL, 480V COIL, NEMA5, 600V, 270 AMPS ENCL 300 AMPS OPEN 3 PHASE, MFG P/N: A201K5CZX1, MFG: CUTLER HAMMER | EACH | EACH | STK | 1 | 1 | 2018-07-20 | 6130.06 | 5838.53 | 6130.06
GFM | 1607_CONTINGENCY | 7-C-4 |  | CONT-000010 | CONTACTOR, NON-REVERSING, MFG P/N: A201K6CX, MFG: CUTLER HAMMER, M/N: J, SIZE 6, 3 POLES, 400HP, 480/60HZ, 440/50HZ, STYLE: 2045A45G03, W/OVERLOAD HEATER FH24 | EACH | EACH | STK | 1 | 1 | 2019-02-22 10:41 | 15365.75 | 14635 | 15365.75
GFM | 1607_CONTINGENCY | SW-B-04 |  | CONT-000012 | CONTACTOR, MAGNETIC, SIZE 4, 600V, 200V, 230V, 40, 50, 3PL, 460-475-100, MFG: GE | EACH | EACH | STK | 1 | 1 | 2018-07-25 | 2341.9 | 2230.53 | 2341.9
GFM | 1607_CONTINGENCY | 5-B-16 |  | CONT-000017 | CONTROL, CVC-FLOW, CHECK, 3/8, BB, MFG P/N: V3375C, MFG: CLA-VAL | EACH | EACH | STK | 3 | 3 | 2018-07-20 | 808.45 | 770 | 808.45
GFM | 1607_CONTINGENCY | 5-B-16 |  | CONT-000018 | CONTROL, CDS6A-ALTITUDE, PILOT, 5-40, ZHBB, SIZE 2H, MFG P/N: 20354701K, MFG: CLA-VAL | EACH | EACH | STK | 3 | 3 | 2018-07-20 | 2913.56 | 2775 | 2913.56
GFM | 1607_CONTINGENCY | 5-B-16 |  | CONT-000019 | CONTROL, CV-FLOW, 3/8, BS, MFG P/N: 9701501-A, MFG: CLA-VAL | EACH | EACH | STK | 4 | 4 | 2018-07-20 | 1627.39 | 1550 | 1627.39
GFM | 1607_CONTINGENCY | SW-C-04 |  | CONT-000019 | CONTROL, CV-FLOW, 3/8, BS, MFG P/N: 9701501-A, MFG: CLA-VAL | EACH | EACH | STK | 11 | 11 | 2018-07-26 | 1627.39 | 1550 | 1627.39
GFM | 1607_CONTINGENCY | SW-B-04 |  | CONT-000020 | CONTACTOR, METER/MAGNETIC, 250-500V, 40-60HZ, MFG P/N: DILM185/22(RAC500), DILM1000-XH1, MFG: MOELLER | EACH | EACH | STK | 1 | 1 | 2018-07-25 | 1193.77 | 1137 | 1193.77
GFM | 1607_CONTINGENCY | SW-C-04 |  | CONT-000021 | CONTACTOR, MFG P/N: 8502SFO1S1, MFG: SQUARE D COMPANY, 600V, 50/60HZ, SIZE 4, 480V, 60HZ, 440V, 50HZ | EACH | EACH | STK | 1 | 1 | 2018-07-26 | 367.48 | 350 | 367.48
GFM | 1607_CONTINGENCY | SW-C-04 |  | CONT-000022 | CONTROL, TIME, 24 HOUR, MFG P/N: P103-00PS, MFG: PARAGON, 2HP, 1000VA PILOT DUTY 120VAC, DPST/40A, R PER POLE, TIMING MOTOR: 120V, 60HZ | EACH | EACH | STK | 1 | 1 | 2018-07-26 | 333.88 | 318 | 333.88
GFM | 1607_CONTINGENCY | SW-C-04 |  | CONT-000023 | CONTROL, FURNAS, MFG P/N: 48ASD3M20, 14DST32A, MFG: SIEMENS, 200/230VAC, 460/575VAC, 27A, | EACH | EACH | STK | 1 | 1 | 2018-07-26 | 109.19 | 104 | 109.19
GFM | 1607_CONTINGENCY | SW-C-04 |  | CONT-000024 | CONTROL, PRESSURE, RELIEF, MFG P/N: 7922902H, MFG: CLA-VAL, 20-200PSI, CRL, 3/4" | EACH | EACH | STK | 3 | 3 | 2018-07-26 | 157.49 | 150 | 157.49
GFM | 1607_CONTINGENCY | SW-C-04 |  | CONT-000025 | CONTACTOR, REVERSING, MFG P/N: LC2K1210F7, MFG: TELEMECANIQUE, 110V-50/60HZ, 5.5KW, 380/415V, 7.5HP-480V | EACH | EACH | STK | 1 | 1 | 2018-07-26 | 472.47 | 450 | 472.47
GFM | 1607_CONTINGENCY | 7-C-4 |  | CONT-000027 | CONTACTOR, NON-REVERSING, MFG P/N: A201K5CXZ1, MFG: CUTLER HAMMER, 480V/60HZ, 440V/50HZ, STYLE: 2045A40G07 | EACH | EACH | STK | 3 | 3 | 2019-02-22 10:41 | 6130.06 | 5838.53 | 6130.06
GFM | 1607_CONTINGENCY | SW-C-04 |  | CONT-000030 | CONTACTOR, MAGNETIC, 110-250V, 40-60HZ/DC, MFG P/N: DILM-185/22(RA250), MFG: MOELLER | EACH | EACH | STK | 1 | 1 | 2018-07-26 | 1430.01 | 1362 | 1430.01
GFM | 1607_CONTINGENCY | SW-C-04 |  | CONT-000031 | CONTACTOR, MAGNETIC, 110-250V, 40-60HZ/DC, MFG P/N: DILM400/22(RA250), MFG: MOELLER | EACH | EACH | STK | 1 | 1 | 2018-07-26 | 3102.55 | 2955 | 3102.55
GFM | 1607_CONTINGENCY | SW-C-04 |  | CONT-000032 | CONTACTOR, MAGNETIC, 110-250V, 40-60HZ/DC MFG P/N: DIL-M650/22(RA250), MFG: MOELLER | EACH | EACH | STK | 1 | 1 | 2018-07-26 | 5880.67 | 5601 | 5880.67
GFM | 1607_CONTINGENCY | SW-B-16 |  | CONT-000034 | CONTROL, BOOSTER PUMP MOTOR, MFG: GRAINGER | EACH | EACH | STK | 1 | 1 | 2018-07-26 | 2253.15 | 2146 | 2253.15
GFM | 1607_CONTINGENCY | 6-B-16 |  | CONV-000003 | CONVERTER W/SOCKET, R/I, M/N: AP14003GI, 100-1MOHM INPUT, 4-20MA OUTPUT, 115VAC, SOCKET: 10A, 300V, MFG P/N: 9010221, 90K0310, MFG: ABSOLUTE PROCESS INSTRUMENTS INC. | EACH | EACH | STK | 1 | 1 | 2018-07-24 | 468.27 | 446 | 468.27
GFM | 1607_CONTINGENCY | SW-B-02 |  | COOR-000001 | COORDINATOR, COMPLETE, COMPOUND, WATER METER, (FOR 6” SRH COMPOUND METER), MFG P/N: 5731833731100, MFG: SENSUS METERING SYSTEMS | EACH | EACH | STK | 1 | 1 | 2018-10-11 16:30 | 371.82 | 354.14 | 371.82
GFM | 1607_CONTINGENCY | SW-B-02 |  | COOR-000002 | COORDINATOR, COMPLETE, COMPOUND, WATER METER, (FOR 4” SRH COMPOUND METER), MFG P/N: 5731633731100, MFG: SENSUS METERING SYSTEMS | EACH | EACH | STK | 2 | 2 | 2018-10-11 16:30 | 360.23 | 343.1 | 360.23
GFM | 1607_CONTINGENCY | SW-D-04 |  | COTR-000001 | RELAY, BF, CONTROL, 300VAC, 10A, 3 POLES, COIL RATE: 120/60, 110/50, CYCLE COIL, STYLE: 765AB56G01, MFG P/N: BF31F, MFG: CUTLER HAMMER | EACH | EACH | STK | 1 | 1 | 2018-07-26 | 149.91 | 142.78 | 149.91
GFM | 1607_CONTINGENCY | SW-D-04 |  | COTR-000004 | RELAY, CONTROL, 110V 50/60HZ, MFG P/N: DIL2M | EACH | EACH | STK | 1 | 1 | 2018-07-26 | 309.44 | 294.72 | 309.44
GFM | 1607_CONTINGENCY | SW-D-04 |  | COTR-000011 | RELAY, 4 POLE, CONTROL, 120/60HZ-110/50HZ, 600V, MFG P/N: AR4A, STYLE: 766A023G01, MFG: CUTLER HAMMER | EACH | EACH | STK | 2 | 2 | 2018-08-17 16:08 | 164.1 | 156.3 | 164.1
GFM | 1607_CONTINGENCY | SW-A-03 |  | COTR-000011 | RELAY, 4 POLE, CONTROL, 120/60HZ-110/50HZ, 600V, MFG P/N: AR4A, STYLE: 766A023G01, MFG: CUTLER HAMMER | EACH | EACH | STK | 2 | 2 | 2018-08-17 16:02 | 164.1 | 156.3 | 164.1
GFM | 1607_CONTINGENCY | SW-D-04 |  | COTR-000019 | BREAKER, MOTOR, PROTECTIVE, CIRCUIT, (MOTOR SAVER), 600V, 50KA, MFG P/N: PKZMO-0.63, MFG MOELLER | EACH | EACH | STK | 3 | 3 | 2018-07-26 | 225.74 | 140 | 146.99
GFM | 1607_CONTINGENCY | SW-D-04 |  | COTR-000020 | RELAY, CONTROL, MFG P/N: 700P200A4, MFG: ALLEN BRADLEY, SERIES A, 480-480V/80HZ COIL, 60HZ, 6 POINT TERMINALS | EACH | EACH | STK | 2 | 2 | 2018-07-26 | 370.79 | 353.16 | 370.79
GFM | 1607_CONTINGENCY | SW-D-04 |  | COTR-000022 | BREAKER, TRANSFORMER, PROTECTIVE, CIRCUIT, MFG P/N: PKZM0-1,6-T, MFG: MOELLER | EACH | EACH | STK | 2 | 2 | 2018-07-26 | 153.86 | 140 | 146.99
GFM | 1607_CONTINGENCY | SW-D-04 |  | COTR-000024 | CONTROL, TIMER, 120V COIL, TIME: 1.5 -15 SEC., 8 POINTS, MFG P/N: 7012AC, MFG: AGASTAT | EACH | EACH | STK | 1 | 1 | 2018-07-26 | 229.81 | 218.88 | 229.81
GFM | 1607_CONTINGENCY | SW-D-04 |  | COTR-000026 | RELAY, TIMING, MFG P/N: 7022AH, MFG: AGASTAT, 120V, 60HZ, 3-30MIN | EACH | EACH | STK | 1 | 1 | 2018-07-26 | 229.81 | 218.88 | 229.81
GFM | 1607_CONTINGENCY | SW-D-04 |  | COTR-000051 | CONTROLLER, TYPICAL, TURBIDIMETER, W/SC-100, MFG P/N: 1720E | EACH | EACH | STK | 1 | 1 | 2018-07-26 | 3443.78 | 3280 | 3443.78
GFM | 1607_CONTINGENCY | CONTAINER 12 |  | COUP-000001 | COUPLING ADAPTER, FLANGE, SIZE: 14, FC400-15.30-1/4X10. 14IN, CLS D FLG, MFG P/N: 305-15300414D011, MFG: ROMAC INDUSTRIES, INC | EACH | EACH | STK | 2 | 2 | 2018-07-30 | 690.21 | 657.39 | 690.21
GFM | 1607_CONTINGENCY | SW-D-04 |  | COUP-000002 | KEY, COUPLING, MFG P/N: 0039984, MI-040989 | EACH | EACH | STK | 2 | 2 | 2018-07-26 | 15.85 | 15.1 | 15.85
GFM | 1607_CONTINGENCY | CONTAINER 12 |  | COUP-000003 | COUPLING ADAPTER, FLANGE, SIZE: 16, FC400-17.40-1/4X10. 14IN, CLS D FLG, MFG P/N: 305-17400416D011, MFG: ROMAC INDUSTRIES, INC | EACH | EACH | STK | 2 | 2 | 2018-07-30 | 819.72 | 780.74 | 819.72
GFM | 1607_CONTINGENCY | CONTAINER 12 |  | COUP-000004 | COUPLING ADAPTER, FLANGE, SIZE: 18, FC400-19.50-1/4X10. 18IN, CLS D FLG, MFG P/N: 305-19500418D011, MFG: ROMAC INDUSTRIES, INC | EACH | EACH | STK | 2 | 2 | 2018-07-30 | 978.67 | 932.13 | 978.67
GFM | 1607_CONTINGENCY | CONTAINER 12 |  | COUP-000005 | COUPLING ADAPTER, FLANGE, SIZE: 24, FC400-25.80-1/4X10. 24IN, CLS D FLG, MFG P/N: 305-25800424D011, MFG: ROMAC INDUSTRIES, INC | EACH | EACH | STK | 1 | 1 | 2018-09-17 | 2695.97 | 2567.76 | 2695.97
GFM | 1607_CONTINGENCY | CONTAINER 12 |  | COUP-000006 | COUPLING ADAPTER, FLANGE, SIZE: 20, FC400-21.60-1/4X10. 20IN, CLS D FLG, MFG P/N: 305-21600420D011, MFG: ROMAC INDUSTRIES, INC | EACH | EACH | STK | 2 | 2 | 2018-07-30 | 2298.51 | 2189.2 | 2298.51
GFM | 1607_CONTINGENCY | 3-C-10 |  | COUP-000008 | COUPLING, EXTENDED, RANGE, NOMINAL SIZE: 6, O.D. RANGE: 6.27 - 7.60, PRESSURE RATING: 6.60 - 7.60, 260 P.S.I. MAX, 6.27 - 6.59 20 P.S.I. MAX, TORQUE: 75 - 90 FT./LBS., XR501, MFG: ROMAC INDUSTRIES, INC. | EACH | EACH | STK | 1 | 1 | 2017-04-06 17:53 | 142.91 | 135.39 | 94.07
GFM | 1607_CONTINGENCY | 8-A-7 |  | COUP-000009 | COUPLING, EXTENDED, RANGE, NOMINAL SIZE: 8, O.D. RANGE: 8.40 - 9.75, PRESSURE RATING: 8.60 - 9.30, 260 P.S.I. MAX, 8.40 - 8.59 20 P.S.I. MAX, TORQUE: 75 - 90 FT. - LBS., XR501, MFG: ROMAC INDUSTRIES, INC. | EACH | EACH | STK | 2 | 2 | 2018-07-26 | 300.17 | 199.63 | 300.17
GFM | 1607_CONTINGENCY | 8-C-6 |  | COUP-000012 | COUPLING, CAST NOMINAL SIZE: 4, O.D. RANGE: 4.80 - 5.30, 7 WIDTH, BLK, 501, MFG: ROMAC INDUSTRIES | EACH | EACH | STK | 4 | 4 | 2018-04-04 | 155.56 | 117.97 | 54.44
GFM | 1607_CONTINGENCY | 8-A-7 |  | COUP-000014 | COUPLING, EXTENDED, RANGE, NOMINAL SIZE: 10, O.D. RANGE: 10.50 - 12.15, PRESSURE RATING: 10.70 - 12.15 - 260 P.S.I. MAX, 10.50 - 10.69 - 20 P.S.I. MAX, TORQUE: 75 - 90 FT. - LBS., XR501, MFG: ROMAC INDUSTRIES, INC. | EACH | EACH | STK | 6 | 6 | 2018-07-26 | 208.45 | 179.95 | 140.12
GFM | 1607_CONTINGENCY | 8-A-7 |  | COUP-000015 | COUPLING, CAST NOMINAL SIZE: 12B, O.D. RANGE: 13.15 - 13.55, 12 WIDTH, BLK, 501, MFG: ROMAC INDUSTRIES | EACH | EACH | STK | 2 | 2 | 2018-08-29 12:44 | 245.05 | 241.76 | 288.36
GFM | 1607_CONTINGENCY | 8-C-4 |  | COUP-000015 | COUPLING, CAST NOMINAL SIZE: 12B, O.D. RANGE: 13.15 - 13.55, 12 WIDTH, BLK, 501, MFG: ROMAC INDUSTRIES | EACH | EACH | STK | 5 | 5 | 2018-07-26 | 245.05 | 241.76 | 288.36
GFM | 1607_CONTINGENCY | 8-B-7 |  | COUP-000016 | COUPLING, CAST NOMINAL SIZE: 8, O.D. RANGE: 9.05 - 9.50, 7 WIDTH, BLK, 501, MFG: ROMAC INDUSTRIES | EACH | EACH | STK | 2 | 2 | 2018-07-26 | 129.77 | 105.36 | 86.67
GFM | 1607_CONTINGENCY | 8-C-5 |  | COUP-000017 | COUPLING, TRANSITION NOMINAL SIZE 10, O.D. RANGE: 10.89 - 11.40 (BLK) X 11.76 – 12.12 (YEL), CLASS: 501, EPDM-1, MFG: ROMAC INDUSTRIES, INC. | EACH | EACH | STK | 8 | 8 | 2018-07-26 | 188.26 | 183.79 | 188.26
GFM | 1607_CONTINGENCY | 8-A-6 |  | COUP-000019 | COUPLING, CAST NOMINAL SIZE: 14, O.D. RANGE: 15.25 - 16.90, POWERMAX, MODEL 3506, MFG: POWERSEAL PIPELINE PRODUCTS | EACH | EACH | STK | 4 | 4 | 2018-09-19 09:17 | 479.63 | 468.23 | 479.63
GFM | 1607_CONTINGENCY | 8-B-2 |  | COUP-000020 | COUPLING, CAST NOMINAL SIZE: 12, O.D. RANGE: 12.75 - 14.38, POWERMAX, MODEL 3506, MFG: POWERSEAL PIPELINE PRODUCTS | EACH | EACH | STK | 1 | 1 | 2018-07-26 | 643.39 | 602.09 | 598.46
GFM | 1607_CONTINGENCY | 8-B-4 |  | COUP-000022 | COUPLING, CAST NOMINAL SIZE: 4, O.D. RANGE: 4.20 - 5.33, POWERMAX, MODEL 3506, MFG: POWERSEAL PIPELINE PRODUCTS | EACH | EACH | STK | 2 | 2 | 2018-07-26 | 133.35 | 130.18 | 133.35
GFM | 1607_CONTINGENCY | CONTAINER 11 |  | COUP-000025 | COUPLING, CAST NOMINAL SIZE: 16, O.D. RANGE: 17.40 - 17.80, 14 WIDTH, BLK, 501, MFG: ROMAC INDUSTRIES | EACH | EACH | STK | 2 | 2 | 2018-09-26 14:56 | 507.63 | 507.63 | 507.63
GFM | 1607_CONTINGENCY | 8-B-7 |  | COUP-000026 | COUPLING, CAST NOMINAL SIZE: 8, O.D. RANGE: 9.05 - 9.50, 12 WIDTH, BLK, 501, MFG: ROMAC INDUSTRIES | EACH | EACH | STK | 6 | 6 | 2018-07-26 | 153.13 | 145.85 | 153.13
GFM | 1607_CONTINGENCY | 8-B-8 |  | COUP-000027 | COUPLING, CAST NOMINAL SIZE: 14, O.D. RANGE: 15.30 - 15.70, 14 WIDTH, BLK, 501, MFG: ROMAC INDUSTRIES | EACH | EACH | STK | 4 | 4 | 2018-07-26 | 467.66 | 466.68 | 467.66
GFM | 1607_CONTINGENCY | CONTAINER 15 | AISI | COUP-000029 | COUPLING, CAST, NOMINAL SIZE: 14”, O.D. RANGE : 15.30” - 15.70”, 15” WIDTH, BLK, 501, MFG: ROMAC INDUSTRIES | EACH | EACH | STK | 3 | 3 | 2018-07-30 | 408.32 | 388.9 | 408.32
GFM | 1607_CONTINGENCY | CONTAINER 15 | AISI | COUP-000030 | COUPLING, CAST, NOMINAL SIZE: 16”, O.D. RANGE : 17.40” – 17.80”, 15” WIDTH, BLK, 501, MFG: ROMAC INDUSTRIES | EACH | EACH | STK | 3 | 3 | 2018-07-30 | 491.43 | 468.06 | 491.43
GFM | 1607_CONTINGENCY | CONTAINER 26 | AISI | COUP-000031 | COUPLING, CAST, NOMINAL SIZE: 18, O.D. RANGE: 19.10 - 19.70, 15 WIDTH, BLK, 501, MFG: ROMAC INDUSTRIES | EACH | EACH | STK | 2 | 2 | 2018-07-30 | 754.91 | 670.53 | 754.91
GFM | 1607_CONTINGENCY | CONTAINER 15 | AISI | COUP-000032 | COUPLING, EXTENDED, RANGE, NOMINAL SIZE: 12, O.D. RANGE : 12.50 - 14.41, PRESSURE RATING: 12.70 - 14.41- 260 P.S.I. MAX, 12.50 - 12.67 - 20 P.S.I. MAX, TORQUE: 75 - 90 FT. - LBS., XR501, MFG: ROMAC INDUSTRIES, INC. | EACH | EACH | STK | 2 | 2 | 2018-07-30 | 212.74 | 274.78 | 212.74
GFM | 1607_CONTINGENCY | 8-C-6 | AISI | COUP-000033 | COUPLING, CAST, NOMINAL SIZE: 6", 501, O.D. RANGE: 6.86" - 7.20", 7" WIDTH, MFG: ROMAC INDUSTRIES | EACH | EACH | STK | 1 | 1 | 2017-06-30 09:07 | 77.33 | 73.65 | 77.33
GFM | 1607_CONTINGENCY | 8-C-6 | AISI | COUP-000034 | COUPLING, CAST, NOMINAL SIZE: 6", 501, O.D. RANGE: 6.86" - 7.20", 12" WIDTH, MFG: ROMAC INDUSTRIES | EACH | EACH | STK | 4 | 4 | 2018-04-04 | 139.14 | 132.52 | 139.14
GFM | 1607_CONTINGENCY | 7-A-1 |  | COUP-000035 | COUPLING, FLANGE, 8 HOLES, 0522 | EACH | EACH | STK | 2 | 2 | 2018-08-01 | 305.53 | 291 | 305.53
GFM | 1607_CONTINGENCY | 8-A-5 |  | COUP-000037 | COUPLING, FLEXIBLE, 13.69"-14.38", MFG P/N: 30250, MFG: FORD | EACH | EACH | STK | 1 | 1 | 2018-07-26 | 111.29 | 106 | 111.29
GFM | 1607_CONTINGENCY | 8-A-5 |  | COUP-000042 | COUPLING, FLEXIBLE, 13.20"-13.56", MFG P/N: 30207, MFG: FORD | EACH | EACH | STK | 1 | 1 | 2018-07-26 | 100.82 | 96.03 | 100.82
GFM | 1607_CONTINGENCY | 8-A-5 |  | COUP-000045 | COUPLING, CAST NOMINAL SIZE: 12, O.D. RANGE: 13.51-13.75, MFG P/N: 441-00001375-900, MFG: SMITH BLAIR INC | EACH | EACH | STK | 4 | 4 | 2018-07-26 | 100.82 | 202.17 | 292.08
GFM | 1607_CONTINGENCY | SW-H-09 |  | COUP-000051 | COUPLING, 3/4", COMPRESSION, PVC, MFG P/N: 160-104, MFG: B&K INDUSTRIES INC | EACH | EACH | STK | 3 | 3 | 2017-04-06 16:55 | 2.26 | 2.15 | 2.26
GFM | 1607_CONTINGENCY | SW-A-05 |  | COUP-000056 | COUPLING, 2, COMPRESSION, PVC, MFG P/N: 8189932329802, MFG: JMF | EACH | EACH | STK | 1 | 1 | 2018-11-27 16:15 | 8.19 | 7.8 | 8.19
GFM | 1607_CONTINGENCY | 4-B-15 |  | COUP-000058 | COUPLING, CAST NOMINAL SIZE: 6, O.D. RANGE: 6.90 - 7.35, 7 WIDTH, BLK, 501, MFG: ROMAC INDUSTRIES | EACH | EACH | STK | 1 | 1 | 2017-04-19 14:04 | 113 | 101.23 | 69.03
GFM | 1607_CONTINGENCY | SW-E-10 |  | COUP-000061 | COUPLING, STEEL, NOMINAL SIZE: 1-1/4, PIPE DIAMETER: 1.66, MFG P/N: 441-00016601-003, MFG: SMITH BLAIR | EACH | EACH | STK | 5 | 5 | 2018-07-10 16:09 | 42.92 | 46.87 | 56.2
GFM | 1607_CONTINGENCY | SW-A-05 |  | COUP-000062 | COUPLING, STEEL, NOMINAL SIZE: 1, PIPE DIAMETER: 1.32, MFG P/N: 441-00013201-003, MFG: SMITH BLAIR | EACH | EACH | STK | 5 | 5 | 2018-08-17 16:02 | 40.99 | 45.66 | 53.74
GFM | 1607_CONTINGENCY | SW-A-05 |  | COUP-000063 | COUPLING, STEEL, NOMINAL SIZE: 3/4, PIPE DIAMETER: 1.05 - 1.13, MFG P/N: 441-00010501-003, MFG: SMITH BLAIR INC | EACH | EACH | STK | 5 | 5 | 2018-07-25 | 39.61 | 37.73 | 39.61
GFM | 1607_CONTINGENCY | 8-B-4 |  | COUP-000065 | COUPLING, CAST NOMINAL SIZE: 8, O.D. RANGE: 9.05 - 9.30, MFG P/N: 441-00000930-900, MFG: SMITH BLAIR INC | EACH | EACH | STK | 4 | 4 | 2018-07-26 | 174.96 | 172.03 | 174.96
GFM | 1607_CONTINGENCY | 8-C-6 |  | COUP-000066 | COUPLING, CAST NOMINAL SIZE: 10B, O.D. RANGE: 10.70 - 11.40B, 7 WIDTH, BLK, 501, MFG: ROMAC INDUSTRIES | EACH | EACH | STK | 6 | 6 | 2018-04-04 | 248.88 | 183.02 | 135.44
GFM | 1607_CONTINGENCY | 8-A-4 |  | COUP-000068 | COUPLING, CAST NOMINAL SIZE: 16, O.D. RANGE: 17.40 - 17.80, STYLE: 442, W/ALLOY BOLTS, MFG P/N: 442-00001780-400, MFG: SMITH BLAIR INC. | EACH | EACH | STK | 1 | 1 | 2019-03-11 16:02 | 767.58 | 700.22 | 735.18
GFM | 1607_CONTINGENCY | 8-B-6 |  | COUP-000069 | COUPLING, CAST NOMINAL SIZE: 16, O.D. RANGE: 18.46 – 18.90, MFG P/N: 442-00001890-400, MFG: SMITH BLAIR INC | EACH | EACH | STK | 4 | 4 | 2018-07-26 | 767.58 | 731.08 | 767.58
GFM | 1607_CONTINGENCY | 8-B-5 |  | COUP-000070 | COUPLING, CAST NOMINAL SIZE: 14, O.D. RANGE: 15.55 – 15.80, MFG P/N: 442-00001580-400, MFG: SMITH BLAIR INC | EACH | EACH | STK | 4 | 4 | 2018-07-26 | 636 | 605.75 | 636
GFM | 1607_CONTINGENCY | 8-A-4 |  | COUP-000071 | COUPLING, CAST NOMINAL SIZE: 14, O.D. RANGE: 16.10 - 16.35, MFG P/N: 442-00001622-400, MFG: SMITH BLAIR INC | EACH | EACH | STK | 2 | 2 | 2019-03-11 16:02 | 636 | 605.75 | 636
GFM | 1607_CONTINGENCY | 8-A-4 |  | COUP-000072 | COUPLING, CAST NOMINAL SIZE: 14, O.D. RANGE: 15.30 - 15.50, MFG P/N: 442-00001550-400, MFG: SMITH BLAIR INC | EACH | EACH | STK | 1 | 1 | 2019-03-11 16:02 | 636 | 620.88 | 636
GFM | 1607_CONTINGENCY | 8-B-4 |  | COUP-000073 | COUPLING, CAST, NOMINAL SIZE: 10 (10X10), O.D. RANGE: 11.90 – 12.20 X 11.10 – 11.60, MFG P/N: 442-12201160-400, MFG: SMITH BLAIR INC | EACH | EACH | STK | 4 | 4 | 2018-07-26 | 403.49 | 384.3 | 403.49
GFM | 1607_CONTINGENCY | SW-B-05 |  | COUP-000079 | COUPLING, 1-1/4", PVC, SCH80, MFG P/N: 301148, MFG: LASCO | EACH | EACH | STK | 10 | 10 | 2018-07-25 | 3.31 | 3.15 | 3.31
GFM | 1607_CONTINGENCY | SW-B-05 |  | COUP-000082 | COUPLING, 2", PVC, SCH80, MFG P/N: 301208, MFG: LASCO | EACH | EACH | STK | 1 | 1 | 2018-07-25 | 3.84 | 3.66 | 3.84
GFM | 1607_CONTINGENCY | SW-B-05 |  | COUP-000083 | COUPLING, 3", COMPRESSION, PVC, MFG P/N: 8189938389802, MFG: JMF | EACH | EACH | STK | 7 | 7 | 2018-07-25 | 8.8 | 8.38 | 8.8
GFM | 1607_CONTINGENCY | SW-B-05 |  | COUP-000084 | COUPLING, 1", PVC, SCH80, SLIP X SLIP, MFG P/N: 301108, MFG: GENOVA | EACH | EACH | STK | 10 | 10 | 2018-07-25 | 2.32 | 2.21 | 2.32
GFM | 1607_CONTINGENCY | 8-C-2 |  | COUP-000086 | COUPLING, TRANSITION NOMINAL SIZE 10, O.D. RANGE: 10.89 - 11.40 (BLK) X 11.55 - 11.75 (YEL), CLASS: 501-10B, MFG: ROMAC INDUSTRIES, INC. | EACH | EACH | STK | 8 | 8 | 2018-07-26 | 187.59 | 178.67 | 187.59
GFM | 1607_CONTINGENCY | 8-C-2 |  | COUP-000087 | COUPLING, TRANSITION NOMINAL SIZE 6, O.D. RANGE: 6.90 - 7.35(BLK) X 5.40 - 6.91(RED), CLASS: 501, MFG: ROMAC INDUSTRIES, INC. | EACH | EACH | STK | 4 | 4 | 2018-07-26 | 96.21 | 91.63 | 96.21
GFM | 1607_CONTINGENCY | SW-C-05 |  | COUP-000089 | COUPLING, 3", GALVANIZED, PIPE | EACH | EACH | STK | 20 | 20 | 2018-07-26 | 5.51 | 5.25 | 5.51
GFM | 1607_CONTINGENCY | SW-C-05 |  | COUP-000092 | COUPLING, COMPRESSION, 1-1/4", PVC, MFG: XD | EACH | EACH | STK | 1 | 1 | 2018-07-26 | 8.03 | 7.65 | 8.03
GFM | 1607_CONTINGENCY | SW-C-05 |  | COUP-000093 | COUPLING, COMPRESSION, 1-1/2", PVC, SCH 40, MFG P/N: 110-15 | EACH | EACH | STK | 5 | 5 | 2018-07-26 | 11.12 | 10.59 | 11.12
GFM | 1607_CONTINGENCY | SW-C-05 |  | COUP-000094 | COUPLING, COMPRESSION, 2", PVC, SCH 40, MFG P/N: 110-20, MFG: FLO CONTROL | EACH | EACH | STK | 1 | 1 | 2018-07-26 | 13.53 | 12.89 | 13.53
GFM | 1607_CONTINGENCY | SW-A-16 |  | COUP-000094 | COUPLING, COMPRESSION, 2", PVC, SCH 40, MFG P/N: 110-20, MFG: FLO CONTROL | EACH | EACH | STK | 1 | 1 | 2018-04-10 10:16 | 13.53 | 12.89 | 13.53
GFM | 1607_CONTINGENCY | 4-B-15 |  | COUP-000095 | COUPLING, TRANSITION NOMINAL SIZE: 6, O.D. RANGE: 6.50 - 7.35, CLASS: 501, EPDM-1, MFG: ROMAC INDUSTRIES, INC. | EACH | EACH | STK | 1 | 1 | 2017-04-19 13:55 | 102.42 | 99.99 | 102.42
GFM | 1607_CONTINGENCY | 8-A-7 |  | COUP-000096 | COUPLING ADAPTER, FLANGE, SIZE: 4, 4.80, 4.50 – 4.80, ASSEMBLED RESTRAINT, SBR, SHOP COAT, STD, BN, MFG P/N: 230-048000, MFG: ROMAC INDUSTRIES, INC. | EACH | EACH | STK | 1 | 1 | 2018-07-26 | 189.73 | 145.03 | 189.73
GFM | 1607_CONTINGENCY | 6-C-8 |  | COUP-000096 | COUPLING ADAPTER, FLANGE, SIZE: 4, 4.80, 4.50 – 4.80, ASSEMBLED RESTRAINT, SBR, SHOP COAT, STD, BN, MFG P/N: 230-048000, MFG: ROMAC INDUSTRIES, INC. | EACH | EACH | STK | 1 | 1 | 2019-03-11 16:02 | 189.73 | 145.03 | 189.73
GFM | 1607_CONTINGENCY | 6-C-8 |  | COUP-000098 | COUPLING ADAPTER, FLANGE, SIZE: 8, 9.05”, 8.63 – 9.05, ASSEMBLED RESTRAINT, SBR, SHOP COAT, STD, BN, MFG P/N: 230-090500, MFG: ROMAC INDUSTRIES, INC. | EACH | EACH | STK | 4 | 4 | 2019-03-11 16:02 | 445.3 | 216.59 | 445.3
CAM | 1607_CONTINGENCY | 1-C-4 |  | COUP-000098 | COUPLING ADAPTER, FLANGE, SIZE: 8, 9.05”, 8.63 – 9.05, ASSEMBLED RESTRAINT, SBR, SHOP COAT, STD, BN, MFG P/N: 230-090500, MFG: ROMAC INDUSTRIES, INC. | EACH | EACH | STK | 1 | 1 | 2018-07-17 | 445.3 | 216.59 | 445.3
GFM | 1607_CONTINGENCY | CONTAINER 9 |  | COUP-000099 | COUPLING ADAPTER, FLANGE, SIZE: 10, 11.10, 10.75 - 11.10, ASSEMBLED RESTRAINT, SBR, SHOP COAT, STD, BN, MFG P/N: 230-111000, MFG: ROMAC INDUSTRIES, INC. | EACH | EACH | STK | 2 | 2 | 2018-07-30 | 415.77 | 348.07 | 335.8
GFM | 1607_CONTINGENCY | 4-C-8 |  | COUP-000099 | COUPLING ADAPTER, FLANGE, SIZE: 10, 11.10, 10.75 - 11.10, ASSEMBLED RESTRAINT, SBR, SHOP COAT, STD, BN, MFG P/N: 230-111000, MFG: ROMAC INDUSTRIES, INC. | EACH | EACH | STK | 2 | 2 | 2017-10-08 | 415.77 | 348.07 | 335.8
GFM | 1607_CONTINGENCY | 6-C-8 |  | COUP-000099 | COUPLING ADAPTER, FLANGE, SIZE: 10, 11.10, 10.75 - 11.10, ASSEMBLED RESTRAINT, SBR, SHOP COAT, STD, BN, MFG P/N: 230-111000, MFG: ROMAC INDUSTRIES, INC. | EACH | EACH | STK | 7 | 7 | 2019-03-11 16:02 | 415.77 | 348.07 | 335.8
GFM | 1607_CONTINGENCY | 5-C-18 |  | COUP-000100 | COUPLING ADAPTER, FLANGE, SIZE: 12, 13.20, 12.75 - 13.20, ASSEMBLED RESTRAINT, SBR, SHOP COAT, STD, BN, MFG P/N: 230-132000, MFG: ROMAC INDUSTRIES, INC. | EACH | EACH | STK | 4 | 4 | 2018-07-20 | 451.16 | 312.66 | 235.68
GFM | 1607_CONTINGENCY | 8-A-7 |  | COUP-000101 | COUPLING, EXTENDED, RANGE, NOMINAL SIZE: 4, O.D. RANGE: 4.21 - 5.60, PRESSURE RATING: 4.50 - 5.60, 260 P.S.I. MAX, 4.21 - 4.29 20 P.S.I. MAX, TORQUE: 75 - 90 FT./LBS., XR501, MFG: ROMAC INDUSTRIES, INC. | EACH | EACH | STK | 9 | 9 | 2018-07-26 | 93.34 | 82.77 | 66.16
GFM | 1607_CONTINGENCY | 4-C-10 |  | COUP-000102 | COUPLING ADAPTER, FLANGE, SIZE: 14", ASSEMBLED RESTRAINT, MFG: ROMAC INDUSTRIES, INC. | EACH | EACH | STK | 2 | 2 | 2018-09-26 14:56 | 518.11 | 518.11 | 518.11
GFM | 1607_CONTINGENCY | 4-C-10 |  | COUP-000103 | COUPLING ADAPTER, FLANGE, SIZE: 16", ASSEMBLED RESTRAINT, MFG: ROMAC INDUSTRIES, INC. | EACH | EACH | STK | 1 | 1 | 2018-09-26 14:56 | 719.51 | 719.51 | 719.51
GFM | 1607_CONTINGENCY | 4-C-16 |  | COUP-000104 | COUPLING ADAPTER, FLANGE, SIZE: 18", ASSEMBLED RESTRAINT, MFG: ROMAC INDUSTRIES, INC. | EACH | EACH | STK | 1 | 1 | 2018-09-26 14:56 | 790.35 | 790.35 | 790.35
GFM | 1607_CONTINGENCY | 4-C-16 |  | COUP-000105 | COUPLING ADAPTER, FLANGE, SIZE: 20", ASSEMBLED RESTRAINT, MFG: ROMAC INDUSTRIES, INC. | EACH | EACH | STK | 1 | 1 | 2018-09-17 | 850.34 | 809.9 | 850.34
GFM | 1607_CONTINGENCY | 5-B-5 |  | COUP-000106 | COUPLING ADAPTER, FLANGE, SIZE: 6, 6.63 - 6.90, RFCA-PVC, ASSEMBLED RESTRAINT, SBR, SHOP COAT, STD, BN, MFG P/N: 229-069000, MFG: ROMAC INDUSTRIES, INC. | EACH | EACH | STK | 1 | 1 | 2018-07-20 | 250.3 | 177.6 | 250.3
GFM | 1607_CONTINGENCY | 5-B-5 |  | COUP-000107 | COUPLING ADAPTER, FLANGE, SIZE: 8, 8.63 - 9.05, RFCA-PVC, ASSEMBLED RESTRAINT, SBR, SHOP COAT, STD, BN, MFG P/N: 229-090500, MFG: ROMAC INDUSTRIES, INC. | EACH | EACH | STK | 4 | 4 | 2018-08-17 16:08 | 336.89 | 271.68 | 336.89
GFM | 1607_CONTINGENCY | 6-C-8 |  | COUP-000108 | COUPLING ADAPTER, FLANGE, SIZE: 10, 10.75 - 11.10, RFCA-PVC, ASSEMBLED RESTRAINT, SBR, SHOP COAT, STD, BN, MFG P/N: 229-111000, MFG: ROMAC INDUSTRIES, INC. | EACH | EACH | STK | 1 | 1 | 2019-03-11 16:02 | 347.7 | 331.16 | 347.7
GFM | 1607_CONTINGENCY | 8-A-1 |  | COUP-000110 | COUPLING ADAPTER, FLANGE, SIZE: 4, FCA-501 - 5.30, COMPLETE SHOP COAT, SBR, STD, BN, MFG P/N: 205-053004000, MFG: ROMAC INDUSTRIES, INC. | EACH | EACH | STK | 1 | 1 | 2018-07-26 | 90.93 | 86.61 | 90.93
GFM | 1607_CONTINGENCY | 8-A-1 |  | COUP-000112 | COUPLING ADAPTER, FLANGE, SIZE: 8, FCA-501 - 9.40, COMPLETE SHOP COAT, SBR, STD, BN, MFG P/N: 205-094008000, MFG: ROMAC INDUSTRIES, INC. | EACH | EACH | STK | 1 | 1 | 2018-07-26 | 159.5 | 151.91 | 159.5
GFM | 1607_CONTINGENCY | 8-C-5 | AISI | COUP-000113 | COUPLING, CAST, NOMINAL SIZE: 8", 501, O.D. RANGE: 9.05" - 9.30", 12" WIDTH, MFG: ROMAC INDUSTRIES | EACH | EACH | STK | 2 | 2 | 2018-07-26 | 177.88 | 169.42 | 177.88
GFM | 1607_CONTINGENCY | 8-C-6 | AISI | COUP-000114 | COUPLING, CAST, NOMINAL SIZE: 10B, 501, O.D. RANGE : 10.89 - 11.40, 7 WIDTH, MFG: ROMAC INDUSTRIES | EACH | EACH | STK | 2 | 2 | 2018-09-28 09:39 | 157.24 | 149.76 | 157.24
GFM | 1607_CONTINGENCY | 8-C-5 | AISI | COUP-000115 | COUPLING, CAST, NOMINAL SIZE: 10”B, 501, O.D. RANGE : 10.89” – 11.40”, 12” WIDTH, MFG: ROMAC INDUSTRIES | EACH | EACH | STK | 4 | 4 | 2018-07-26 | 245.5 | 233.82 | 245.5
GFM | 1607_CONTINGENCY | CONTAINER 26 | AMERICAN WATER WORKS INTERNATIONAL | COUP-000117 | CLAMP, REPAIR, NOMINAL SIZE: 20”, O.D. RANGE: 21.07 – 22.27, 16” WIDTH, MFG P/N: 113-22716000, MFG: ROMAC INDUSTRIES INC. | EACH | EACH | STK | 1 | 1 | 2017-03-31 | 917.26 | 917.26 | 917.26
GFM | 1607_CONTINGENCY | 5-B-5 | FRONTIER SUPPLY COMPANY | COUP-000118 | COUPLING ADAPTER, FLANGE, SIZE: 6”, FCA501-7.45, ASSEMBLED RESTRAINT, SBR, SHOP COAT, STD, BN, MFG P/N: 205-074506000, MFG: ROMAC INDUSTRIES, INC. | EACH | EACH | STK | 2 | 2 | 2018-07-20 | 306.79 | 306.79 | 306.79
GFM | 1607_CONTINGENCY | 5-B-5 | FRONTIER SUPPLY COMPANY | COUP-000119 | COUPLING ADAPTER, FLANGE, SIZE: 8”, FCA501-9.70, ASSEMBLED RESTRAINT, SBR, SHOP COAT, STD, BN, MFG P/N: 205-074506000, MFG: ROMAC INDUSTRIES, INC. | EACH | EACH | STK | 2 | 2 | 2018-07-20 | 421.71 | 421.71 | 421.71
GFM | 1607_CONTINGENCY | 5-B-5 | FRONTIER SUPPLY COMPANY | COUP-000120 | COUPLING ADAPTER, FLANGE, SIZE: 4”, FCA501-5.40, ASSEMBLED RESTRAINT, SBR, SHOP COAT, STD, BN, MFG P/N: 205-054004000, MFG: ROMAC INDUSTRIES, INC. | EACH | EACH | STK | 2 | 2 | 2018-07-20 | 240.51 | 240.51 | 240.51
GFM | 1607_CONTINGENCY | 5-B-5 | FRONTIER SUPPLY COMPANY | COUP-000121 | COUPLING ADAPTER, FLANGE, SIZE: 4”, FCA501-4.81, ASSEMBLED RESTRAINT, SBR, SHOP COAT, STD, BN, MFG P/N: 205-048104000, MFG: ROMAC INDUSTRIES, INC. | EACH | EACH | STK | 1 | 1 | 2019-01-28 14:12 | 240.51 | 240.51 | 240.51
GFM | 1607_CONTINGENCY | 5-B-5 | FRONTIER SUPPLY COMPANY | COUP-000123 | COUPLING ADAPTER, FLANGE, SIZE: 8”, FCA501-9.06, ASSEMBLED RESTRAINT, SBR, SHOP COAT, STD, BN, MFG P/N: 205-090608000, MFG: ROMAC INDUSTRIES, INC. | EACH | EACH | STK | 1 | 1 | 2018-09-17 | 421.71 | 421.71 | 421.71
GFM | 1607_CONTINGENCY | 6-C-15 | INDIGO | COUP-000124 | COUPLING, WIDE RANGE 4 RESTRAINED, ALPHA OD RANGE: 4.50-4.90X12. SSFE. EPOXY LC, NBR, 304SS BN, MFG P/N: 266-04901231, MFG: ROMAC IND. INC. | EACH | EACH | STK | 3 | 3 | 2018-08-16 10:41 | 231.24 | 204.63 | 231.24
GFM | 1607_CONTINGENCY | 6-C-15 | INDIGO | COUP-000125 | COUPLING, WIDE RANGE 6 RESTRAINED, ALPHA OD RANGE: 6.60-7.00X12, SSFE, EPOXY LC, NBR, 304SS BN, MFG P/N: 266-07001231, MFG: ROMAC IND. INC. | EACH | EACH | STK | 4 | 4 | 2018-07-24 | 299.98 | 265.47 | 299.98
GFM | 1607_CONTINGENCY | 5-C-14 | INDIGO | COUP-000127 | COUPLING, WIDE RANGE 10 RESTRAINED, ALPHA 10.75-11.20X12, SSFE, EPOXY LC, NBR, 304SS BN, MFG P/N: 266-11201231, MFG: ROMAC IND. INC. | EACH | EACH | STK | 2 | 2 | 2019-03-11 16:02 | 440.59 | 415.25 | 440.59
GFM | 1607_CONTINGENCY | 5-C-14 | AMERICAN WATER WORKS INTERNATIONAL | COUP-000128 | COUPLING, WIDE RANGE 12 RESTRAINED, ALPHA OD RANGE: 12.75-13.30X12, SSFE EPOXY, LC, NBR, 304SS, BN, MFG PN: 266-13301231, MFG: ROMAC IND INC. | EACH | EACH | STK | 1 | 1 | 2019-03-11 16:02 | 518.72 | 518.72 | 518.72
GFM | 1607_CONTINGENCY | 6-C-15 | INDIGO | COUP-000129 | COUPLING, TWO BOLT 4 EXTENDED RANGE, MACRO HP OD RANGE: 4.40-5.60X8, SSFE EPOXY LC, NBR, 304SS BN, MFG P/N: 260-0560831, MFG: ROMAC IND. INC. | EACH | EACH | STK | 4 | 4 | 2018-07-17 | 188.58 | 172.13 | 188.58
GFM | 1607_CONTINGENCY | 6-B-8 | INDIGO | COUP-000129 | COUPLING, TWO BOLT 4 EXTENDED RANGE, MACRO HP OD RANGE: 4.40-5.60X8, SSFE EPOXY LC, NBR, 304SS BN, MFG P/N: 260-0560831, MFG: ROMAC IND. INC. | EACH | EACH | STK | 8 | 8 | 2019-03-11 16:02 | 188.58 | 172.13 | 188.58
GFM | 1607_CONTINGENCY | 6-C-13 | INDIGO | COUP-000130 | COUPLING, TWO BOLT 6 EXTENDED RANGE, MACRO HP OD RANGE: 6.60-7.60X8, SSFE EPOXY LC, NBR 304SS BN, MFG P/N: 260-0760831, MFG: ROMAC IND. INC. | EACH | EACH | STK | 2 | 2 | 2018-06-14 15:44 | 248.85 | 227.03 | 248.85
GFM | 1607_CONTINGENCY | 6-B-8 | INDIGO | COUP-000130 | COUPLING, TWO BOLT 6 EXTENDED RANGE, MACRO HP OD RANGE: 6.60-7.60X8, SSFE EPOXY LC, NBR 304SS BN, MFG P/N: 260-0760831, MFG: ROMAC IND. INC. | EACH | EACH | STK | 4 | 4 | 2019-03-11 16:02 | 248.85 | 227.03 | 248.85
GFM | 1607_CONTINGENCY | 6-C-13 | INDIGO | COUP-000131 | COUPLING, TWO BOLT 8 EXTENDED RANGE, MACRO HP OD RANGE:8.60-9.75X8, SSFE EPOXY LC NBR 304SS BN, MFG P/N: 260-0975831, MFG: ROMAC IND. INC. | EACH | EACH | STK | 2 | 2 | 2018-06-14 15:44 | 281.81 | 257.1 | 281.81
GFM | 1607_CONTINGENCY | 6-B-8 | INDIGO | COUP-000131 | COUPLING, TWO BOLT 8 EXTENDED RANGE, MACRO HP OD RANGE:8.60-9.75X8, SSFE EPOXY LC NBR 304SS BN, MFG P/N: 260-0975831, MFG: ROMAC IND. INC. | EACH | EACH | STK | 2 | 2 | 2019-03-11 16:02 | 281.81 | 257.1 | 281.81
GFM | 1607_CONTINGENCY | 5-C-14 |  | COUP-000132 | COUPLING, TWO BOLT 10 EXTENDED RANGE, MACRO HP OD RANGE: 10.70-11.90X8, SSFE, EPOXY LC, NBR, BN, MFG P/N: 260-1190831, MFG: ROMAC IND. INC. | EACH | EACH | STK | 4 | 4 | 2019-03-11 16:02 | 364.53 | 340.59 | 364.53
GFM | 1607_CONTINGENCY | 6-C-10 |  | COUP-000132 | COUPLING, TWO BOLT 10 EXTENDED RANGE, MACRO HP OD RANGE: 10.70-11.90X8, SSFE, EPOXY LC, NBR, BN, MFG P/N: 260-1190831, MFG: ROMAC IND. INC. | EACH | EACH | STK | 8 | 8 | 2019-03-11 16:02 | 364.53 | 340.59 | 364.53
GFM | 1607_CONTINGENCY | 7-C-17 | AMERICAN WATER WORKS INTERNATIONAL | COUP-000133 | COUPLING, TWO BOLT 12 EXTENDED RANGE, MACRO HP, OD RANGE: 12.70-13.80X8, SSFE EPOXY LC, NBR, 304SS, MFG PN: 260-1380831, MFG: ROMAC IND. INC | EACH | EACH | STK | 4 | 4 | 2018-09-14 15:35 | 429.02 | 401.14 | 429.02
GFM | 1607_CONTINGENCY | 5-C-14 | AMERICAN WATER WORKS INTERNATIONAL | COUP-000133 | COUPLING, TWO BOLT 12 EXTENDED RANGE, MACRO HP, OD RANGE: 12.70-13.80X8, SSFE EPOXY LC, NBR, 304SS, MFG PN: 260-1380831, MFG: ROMAC IND. INC | EACH | EACH | STK | 2 | 2 | 2019-03-11 16:02 | 429.02 | 401.14 | 429.02
GFM | 1607_CONTINGENCY | 6-C-10 | AMERICAN WATER WORKS INTERNATIONAL | COUP-000133 | COUPLING, TWO BOLT 12 EXTENDED RANGE, MACRO HP, OD RANGE: 12.70-13.80X8, SSFE EPOXY LC, NBR, 304SS, MFG PN: 260-1380831, MFG: ROMAC IND. INC | EACH | EACH | STK | 3 | 3 | 2019-03-11 16:02 | 429.02 | 401.14 | 429.02
GFM | 1607_CONTINGENCY | 7-C-2 |  | COUP-000135 | COUPLING, 6", SCH80, GALVANIZED | EACH | EACH | STK | 15 | 15 | 2018-11-14 09:58 | 173.89 | 173.89 | 173.89
GFM | 1607_CONTINGENCY | 8-A-2 | FRONTIER SUPPLY COMPANY | COUP-000136 | COUPLING, 24" 501-26.32YWX25.80X20 MFG PN: XROM50124, MFG:ROMAC | EACH | EACH | STK | 2 | 2 | 2018-07-26 | 4554.41 | 4554.41 | 4554.41
GFM | 1607_CONTINGENCY | SW-C-16 |  | COUP-000137 | COUPLING, LINE SHAFT, 1.18" DIA, MFG PN: 1E113-2265, MFG: XYLEM | EACH | EACH | STK | 1 | 1 | 2018-07-26 | 238.33 | 238.33 | 238.33
GFM | 1607_CONTINGENCY | 6-C-8 | AMERICAN WATER WORKS INTERNATIONAL | COUP-000138 | COUPLING, 4" ALPHA, OD RANGE:4.50-4.90X12, SSFE EPOXY L&C, MFG PN: 266-04901211, MFG: ROMAC | EACH | EACH | STK | 3 | 3 | 2019-03-11 16:02 | 206.4 | 206.4 | 206.4
GFM | 1607_CONTINGENCY | 6-B-8 | AMERICAN WATER WORKS INTERNATIONAL | COUP-000142 | COUPLING, 12" ALPHA, OD RANGE: 12.75-13.30X12, EPOXY L&C, MFG PN: 266-13301211, MFG: ROMAC | EACH | EACH | STK | 3 | 3 | 2019-03-11 16:02 | 463.01 | 463.01 | 463.01
GFM | 1607_CONTINGENCY | 6-C-1 |  | COUP-000149 | COUPLING, HYMAX 20" WR RANGE: 21.25-23.35 MFG P/N:860-56-0540-16P MFG KRAUSZ | EACH | EACH | STK | 4 | 4 | 2018-09-14 15:35 | 1556.53 | 1556.53 | 1556.53
GFM | 1607_CONTINGENCY | 6-C-2 |  | COUP-000150 | COUPLING, HYMAX 24" WR RANGE: 24.60-26.70 MFG P/N:860-56-0624-16P MFG KRAUSZ | EACH | EACH | STK | 4 | 4 | 2018-09-14 15:35 | 1651.54 | 1651.54 | 1651.54
GFM | 1607_CONTINGENCY | 6-C-10 |  | COUP-000151 | COUPLING, TWO BOLT, 10XL,11.00-11.65 MACRO HP 11.00-12.00(XL)x8 SSFE EPOXY LC, NBR,304SS,BN, MFG ROMAC | EACH | EACH | STK | 4 | 4 | 2019-03-11 16:02 | 389.76 | 389.76 | 389.76
GFM | 1607_CONTINGENCY | 7-C-17 |  | COUP-000152 | COUPLING, TWO BOLT. 12XL, 13.15-13.80 MACRO HP 13.15-14.40 (XL) x8 SSFE EPOXY LC,304SS BN MFG ROMAC | EACH | EACH | STK | 4 | 4 | 2018-09-14 15:35 | 513.14 | 513.14 | 513.14
GFM | 1607_CONTINGENCY | 8-C-6 |  | COUP-006695 | COUPLING, CAST NOMINAL SIZE: 6, O.D. RANGE: 6.90 - 7.35, 12 WIDTH, BLK, 501, MFG: ROMAC INDUSTRIES | EACH | EACH | STK | 5 | 5 | 2018-04-04 | 41.21 | 77.66 | 119.8
GFM | 1607_CONTINGENCY | 1-D-14 |  | COUP-008818 | COUPLING, MFG: COSMODYNE, MFG P/N: 3207215-40, AN 818-8J NUT | EACH | EACH | STK | 1 | 1 | 2018-07-17 | 0.31 | 0.3 | 0.31
GFM | 1607_CONTINGENCY | 1-D-14 |  | COUP-012150 | COUPLING, MFG: COSMODYNE, MFG P/N: 3207215-31, 1/2-150 SCRD | EACH | EACH | STK | 1 | 1 | 2018-07-17 | 1.36 | 1.3 | 1.36
GFM | 1607_CONTINGENCY | 8-A-5 |  | COUP-101188 | COUPLING, CAST NOMINAL SIZE: 10, O.D. RANGE: 11.65 - 11.88, MFG P/N: 441-00001188-900, MFG: SMITH BLAIR INC | EACH | EACH | STK | 2 | 2 | 2018-07-26 | 175.1 | 206.07 | 248.88
GFM | 1607_CONTINGENCY | SW-A-17 |  | COUP-690722 | COUPLING, CAST TRANSITION NOMINAL SIZE 6", O.D. RANGE: 7.25" - 7.65" X 6.90" - 7.22" | EACH | EACH | STK | 1 | 1 | 2018-10-10 11:21 | 51.71 | 49.25 | 51.71
GFM | 1607_CONTINGENCY | 4-C-6 |  | COUP-900044 | COUPLING, FLANGE, COMPLETE SHOP COAT, MFG P/N: 205-13551200, MFG: ROMAC INDUSTRIES INC | EACH | EACH | STK | 4 | 4 | 2018-07-19 | 411.36 | 391.8 | 411.36
GFM | 1607_CONTINGENCY | 4-C-6 |  | COUP-900045 | COUPLING, FLANGE, COMPLETE SHOP COAT, MFG P/N: 205-09300800, MFG: ROMAC INDUSTRIES INC | EACH | EACH | STK | 4 | 4 | 2018-07-19 | 411.36 | 391.8 | 411.36
GFM | 1607_CONTINGENCY | SW-C-05 |  | COVE-000001 | COVER, BEARING, 50-01-189J 100-300PSI, MFG P/N: 2804301G | EACH | EACH | STK | 6 | 6 | 2018-07-26 | 74.55 | 71 | 74.55
GFM | 1607_CONTINGENCY | 1-B-15 |  | COVE-000004 | IMPELLER, 2-3/4" X 4" X 6-1/2" | EACH | EACH | STK | 1 | 1 | 2018-07-17 | 481.54 | 458.64 | 481.54
GFM | 1607_CONTINGENCY | 1-B-15 |  | COVE-000006 | COVER, PACKING BOX, CRANE-DEMING, SIZE 4X4X12, GPM 475, NSN: 4610LLL505198 | EACH | EACH | STK | 2 | 2 | 2018-07-17 | 656.21 | 625 | 656.21
GFM | 1607_CONTINGENCY | SW-C-05 |  | COVE-000007 | COVER, SHAFT, OIL PUMP, REF 2-50, 30253892, ITEM #008, MI-038677 | EACH | EACH | STK | 1 | 1 | 2018-07-26 | 100.72 | 95.93 | 100.72
GFM | 1607_CONTINGENCY | CONTAINER 9 |  | COVE-000012 | COVER, RING SEAT/FRAME, VALVE, MFG P/N: 00111810, 1118ZFR, MFG: EAST JORDAN IRON WORKS | EACH | EACH | STK | 12 | 12 | 2018-07-30 | 308.51 | 293.84 | 308.51
GFM | 1607_CONTINGENCY | CONTAINER 9 |  | COVE-000013 | COVER, MANHOLE, (VALVE BOX COVER), MFG P/N: 00112066, 1120C HL1 WTR CV, MFG: EAST JORDAN IRON WORKS | EACH | EACH | STK | 11 | 11 | 2018-07-30 | 233.95 | 222.82 | 233.95
GFM | 1607_CONTINGENCY | CONTAINER 9 |  | COVE-000015 | COVER, RING SEAT, MEDIUM, VALVE, MFG P/N: 00369710, 3697Z, MFG: EAST JORDAN IRON WORKS | EACH | EACH | STK | 1 | 1 | 2018-09-17 | 153.32 | 146.03 | 153.32
GFM | 1607_CONTINGENCY | SW-C-05 |  | CRAN-000001 | CRANK, SLIDING, STEEL, GB, MFG P/N: 60002, MFG: MILTON ROY | EACH | EACH | STK | 9 | 9 | 2018-07-26 | 72.45 | 69 | 72.45
GFM | 1607_CONTINGENCY | SW-F-14 |  | CROS-000002 | CROSS HEAD ASSEMBLY, REF 2-58, MFG P/N: 30559728, MFG: INGERSOLL RAND | EACH | EACH | STK | 1 | 1 | 2018-07-26 | 2841.27 | 2706.15 | 2841.27
GFM | 1607_CONTINGENCY | 6-B-16 |  | CYLI-000006 | CYLINDER, HYDRAULIC ASSY PLAST, 2-1/2"X9", MFG P/N: 6395945, MFG: KOMLINE-SANDERSON | EACH | EACH | STK | 1 | 1 | 2018-07-24 | 1460.46 | 1241.99 | 1460.46
CAM | 1607_CONTINGENCY | 1-B-3 |  | CYLI-000006 | CYLINDER, HYDRAULIC ASSY PLAST, 2-1/2"X9", MFG P/N: 6395945, MFG: KOMLINE-SANDERSON | EACH | EACH | STK | 2 | 2 | 2018-07-16 | 1460.46 | 1241.99 | 1460.46
GFM | 1607_CONTINGENCY | 6-B-16 |  | CYLI-000007 | CYLINDER, HYDRAULIC ASSY PLAST, 3-1/4"X5", MFG P/N: 6395946, MFG: KOMLINE-SANDERSON | EACH | EACH | STK | 1 | 1 | 2018-07-24 | 2119.81 | 1751 | 2119.81
CAM | 1607_CONTINGENCY | 1-B-3 |  | CYLI-000007 | CYLINDER, HYDRAULIC ASSY PLAST, 3-1/4"X5", MFG P/N: 6395946, MFG: KOMLINE-SANDERSON | EACH | EACH | STK | 1 | 1 | 2018-08-29 12:46 | 2119.81 | 1751 | 2119.81
GFM | 1607_CONTINGENCY | 7-A-13 |  | CYLI-000008 | CYLINDER, 5.24", MFG P/N: 32287112, MFG: INGERSOLL RAND | EACH | EACH | STK | 4 | 4 | 2018-07-24 | 635.06 | 614.93 | 635.06
GFM | 1607_CONTINGENCY | SW-D-05 |  | CYLI-000010 | CYLINDER, BOTTOM, 2, W/GASKET, STAINLESS, THD TUBE, MFG P/N: 023-040-020-101, MFG: ROSS VALVE MANUFACTURING COMPANY | EACH | EACH | STK | 1 | 1 | 2018-07-26 | 231.54 | 220.53 | 231.54
GFM | 1607_CONTINGENCY | SW-D-05 |  | CYLI-000011 | CYLINDER, BOTTOM, 8, 2-1/2 ID, W/GASKET, MFG P/N: 023-120-025-002, MFG: ROSS VALVE MANUFACTURING COMPANY | EACH | EACH | STK | 1 | 1 | 2018-07-26 | 540.11 | 514.42 | 540.11
GFM | 1607_CONTINGENCY | 6-C-18 |  | DAMP-000001 | DAMPENER W/GAUGE, CHARGEABLE, MAX PSI/BAR: 150/10, MFG P/N: C911H, MFG: SENTRY PULSATION SURGE CONTROL/BLACOH FLUID CONTROL | EACH | EACH | STK | 1 | 1 | 2018-07-24 | 740.2 | 705 | 740.2
GFM | 1607_CONTINGENCY | SW-D-05 |  | DETE-000004 | DETECTOR, GAS LEAK DETECTOR, MODEL # 1610B/BM-51 58, VOLTAGE: 120/240 VAC, FREQ: 50/60 HZ,(INCLUDES ONE CHLORINE SENSOR MODEL# BM-5415) MFG: SEVERN TRENT | KIT | KIT | STK | 1 | 1 | 2018-04-04 | 1908.78 | 1998.42 | 1908.78
GFM | 1607_CONTINGENCY | SW-C-14 |  | DETE-000005 | DETECTOR, MFG P/N: 7122100 | ASSEMBLY | ASSEMBLY | STK | 2 | 2 | 2019-01-31 16:29 | 892.44 | 830.67 | 831.55
GFM | 1607_CONTINGENCY | 7-B-11 | INDIGO | DETE-000006 | DETECTOR, GAS, CHLORINE, SINGLE SENSOR, MFG PN: GA-171, MFG: HYDRO | EACH | EACH | STK | 2 | 2 | 2018-11-14 09:58 | 1169.93 | 1169.93 | 1169.93
GFM | 1607_CONTINGENCY | 7-B-12 |  | DETE-000007 | DETECTOR,GAS,1610B SINGLE POINT,SENSOR, 120 VAC, MFG P/N:DWG12781 MFG DENORA | EACH | EACH | STK | 2 | 2 | 2019-03-11 16:02 | 1908.78 | 1908.78 | 1908.78
GFM | 1607_CONTINGENCY | 8-A-2 |  | DIAP-000002 | DIAPHRAGM, (REPLACEMENT PART), MFG P/N: 11-10 | EACH | EACH | STK | 4 | 4 | 2018-04-04 | 50.4 | 48 | 50.4
GFM | 1607_CONTINGENCY | SW-D-05 |  | DIAP-000003 | DIAPHRAGM, (TWO PER SET), MFG P/N: D-106, MFG: SEVERN TRENT SERVICES | EACH | SET | STK | 16 | 16 | 2018-07-26 | 47.67 | 31.06 | 26.25
GFM | 1607_CONTINGENCY | SW-D-05 |  | DIAP-000008 | DIAPHRAGM, FRONT PLATE, MFG P/N: U-269, MFG: SEVERN TRENT SERVICES | EACH | EACH | STK | 6 | 6 | 2018-07-26 | 35.49 | 29.82 | 25.2
GFM | 1607_CONTINGENCY | 4-C-6 |  | DIAP-000010 | DIAPHRAGM ASSEMBLY, 14" FOR 100-01 HYTROL MAIN VALVE | EACH | EACH | STK | 1 | 1 | 2018-07-19 | 7327.48 | 6979 | 7327.48
GFM | 1607_CONTINGENCY | 1-B-15 |  | DIAP-000011 | SPRING, DIAPHRAM, RETURN, NSN: 5330LLL505341, FOR 4-WAY VALVE MOD. #19-28-60 | EACH | EACH | STK | 14 | 14 | 2018-07-17 | 2.79 | 2.66 | 2.79
GFM | 1607_CONTINGENCY | SW-D-05 |  | DIAP-000012 | WASHER, DIAPHRAGM, 100-300PSI, MFG P/N: V5420E | EACH | EACH | STK | 11 | 11 | 2018-07-26 | 67.2 | 64 | 67.2
GFM | 1607_CONTINGENCY | 4-B-12 |  | DIAP-000020 | DIAPHRAGM | EACH | EACH | STK | 1 | 1 | 2018-07-19 | 629.96 | 600 | 629.96
GFM | 1607_CONTINGENCY | 4-B-13 |  | DIAP-000021 | DIAPHRAGM, GB60, GYLON, MFG P/N: 60624, MFG: MILTON ROY | EACH | EACH | STK | 8 | 8 | 2018-11-14 09:58 | 158.85 | 156.64 | 178.49
GFM | 1607_CONTINGENCY | SW-D-05 |  | DIAP-000025 | DIAPHRAGM ASSEMBLY, BACK PLATE, MFG P/N: A-363, MFG: SEVERN TRENT SERVICES | ASSEMBLY | ASSEMBLY | STK | 6 | 6 | 2018-07-26 | 104.15 | 85.1 | 74.55
GFM | 1607_CONTINGENCY | 4-B-4 |  | DIAP-000028 | DIAPHRAGM/OIL SEAL, BELLOWS, MFG P/N: 60048, MFG: MILTON ROY | EACH | EACH | STK | 2 | 2 | 2018-10-12 08:06 | 22.4 | 21.33 | 22.4
GFM | 1607_CONTINGENCY | SW-A-06 |  | DIFF-000003 | CAP, 3 AIRFLEX, COARSE BUBBLE WITH AIRFLOW RATE OF 5SCFM, SPECIFICATION 644X74 DRWG# 644Z15, MFG P/N: AFC-52 | EACH | EACH | STK | 125 | 125 | 2018-07-25 | 1509.28 | 1437.5 | 1509.28
GFM | 1607_CONTINGENCY | SW-A-06 |  | DIOD-000003 | DIODE, 200V, MFG P/N: MEK350-02DA/400-00868, MFG: IXYS | EACH | EACH | STK | 14 | 14 | 2018-07-25 | 170.23 | 199.19 | 230.75
GFM | 1607_CONTINGENCY | SW-A-06 |  | DISC-000004 | DISC, 100-300PSI, MFG P/N: V5467F | EACH | EACH | STK | 1 | 1 | 2018-07-25 | 223.64 | 213 | 223.64
GFM | 1607_CONTINGENCY | SW-A-06 |  | DOOR-000005 | DOOR PAN, SW, UV DISINFECTION SYSTEM, MFG P/N: 150023, MFG: CALGON CARBON CORPORATION | EACH | EACH | STK | 4 | 4 | 2018-07-25 | 4.79 | 9.89 | 10.38
GFM | 1607_CONTINGENCY | SW-A-06 |  | DOOR-000006 | DOOR, INTERLOCKS 1.125X.25 | EACH | EACH | STK | 2 | 2 | 2018-07-25 | 5.5 | 5.24 | 5.5
GFM | 1607_CONTINGENCY | SW-B-06 |  | DRIV-000004 | DRIVE, POWERFLEX 70, AC, INPUT: 3PH, 47-63 HZ, 2.4 AMPS, 432-528 VOLTS, OUTPUT: 3PH, 0-400 HZ, 2.1 AMPS, CAT #: 20AD2P1A0AYNANC0, NORMAL DUTY POWER: 1HP, HEAVY DUTY POWER: 0.75HP MFG: ALLEN BRADLEY | EACH | EACH | STK | 1 | 1 | 2018-07-26 | 1868.88 | 1780 | 1868.88
GFM | 1607_CONTINGENCY | 6-B-16 |  | DRIVE-000005 | DRIVE, VARIABLE, FREQUENCY, (DIGITAL OPERATOR), 400V, 3PH, 2.2KW, (FOR 3HP DRIVE), MFG P/N: GPD315/V7, JVOP-140, 90M0004, MFG: YASKAWA | EACH | EACH | STK | 1 | 1 | 2018-07-24 | 957.54 | 912 | 957.54
GFM | 1607_CONTINGENCY | 5-C-5 |  | DRIVE-000008 | DRIVE, ALTIVAR 21 SPEED, 100HP 160 AMP 3-PHASE 75KW 400-480 VAC P/N: ATV61HD75N4 MFG SCHNEIDER DRIVE | EACH | EACH | STK | 2 | 2 | 2018-10-12 10:25 | 7979.48 | 7415 | 7979.48
GFM | 1607_CONTINGENCY | 7-B-9 |  | DUCT-000001 | DUCTING, ALUMINUM | EACH | EACH | STK | 1 | 1 | 2019-03-11 16:02 | 52.5 | 51.25 | 52.5
GFM | 1607_CONTINGENCY | SW-A-6 |  | EJEC-000003 | EJECTOR, WITH #16 NOZZLE 10PPD CAPACITY, 3/8 TUBING CONNECTORS, 1 NPT OUTLET FOR 20-140 PSIG BACK PRESSURE WITH MOUNTING BRACKET, MFG P/N: B011202-45, EJH121C-B2011202-4501-05 | EACH | EACH | STK | 2 | 2 | 2018-07-25 | 1036.6 | 987.3 | 1036.6
GFM | 1607_CONTINGENCY | SW-C-14 | ONESOURCE | EJEC-000006 | EJECTOR, W/ ANTI-SIPHON VALVE, MFG PN: EJ17C201XX, MFG: SEVERNTRENT | EACH | EACH | STK | 2 | 2 | 2018-07-26 | 918.69 | 918.69 | 918.69
GFM | 1607_CONTINGENCY | 7-B-11 | INDIGO | EJEC-000007 | EJECTOR, ANTI-SIPHONE, MFG PN: EJ-1000-AS, MFG: HYDRO | EACH | EACH | STK | 5 | 5 | 2018-11-14 09:58 | 599.96 | 599.96 | 599.96
GFM | 1607_CONTINGENCY | 1-D-14 |  | ELBO-000001 | ELBOW, MFG: COSMODYNE, MFG P/N: 3207215-10, 1/2-150 SCRD | EACH | EACH | STK | 1 | 1 | 2018-07-17 | 0.79 | 0.75 | 0.79
GFM | 1607_CONTINGENCY | 1-D-14 |  | ELBO-000005 | ELBOW, MFG P/N: 3207215-35, 90DEG PARKER# 4-4CBTX-B | EACH | EACH | STK | 2 | 2 | 2018-07-17 | 1.31 | 1.25 | 1.31
GFM | 1607_CONTINGENCY | YARD BLOCK 7 | AISI | ELBO-000009 | ELBOW, 8”, 45 DEGREES, (MJ X MJ), C153, MFG: STAR | EACH | EACH | STK | 3 | 3 | 2018-07-27 | 152.8 | 152.8 | 152.8
GFM | 1607_CONTINGENCY | YARD BLOCK 7 | AISI | ELBO-000011 | ELBOW, 8”, 21-1/2 DEGREES, MFG: SIGMA | EACH | EACH | STK | 18 | 18 | 2018-07-27 | 135.98 | 135.98 | 135.98
GFM | 1607_CONTINGENCY | SW-C-06 |  | ELBO-000042 | ELBOW, 1-1/4", PVC, SCH80, 90 DEGREES, MFG P/N: 307148, MFG: LASCO | EACH | EACH | STK | 17 | 17 | 2018-07-26 | 2.35 | 2.24 | 2.35
GFM | 1607_CONTINGENCY | SW-C-06 |  | ELBO-000045 | ELBOW, 1", PVC, SCH80, 45 DEGREES, MFG P/N: 306108, MFG: LASCO | EACH | EACH | STK | 4 | 4 | 2018-07-26 | 3.71 | 3.53 | 3.71
GFM | 1607_CONTINGENCY | SW-C-06 |  | ELBO-000046 | ELBOW, 1", PVC, SCH80, 90 DEGREES, MFG P/N: 307108, MFG: LASCO | EACH | EACH | STK | 6 | 6 | 2018-07-26 | 3.76 | 3.58 | 3.76
GFM | 1607_CONTINGENCY | SW-C-06 |  | ELBO-000047 | ELBOW, 3", PVC, SCH80, 90 DEGREES, MFG P/N: 806-030, MFG: CHARLOTTE | EACH | EACH | STK | 10 | 10 | 2018-08-17 16:08 | 21.78 | 20.74 | 21.78
GFM | 1607_CONTINGENCY | SW-C-06 |  | ELBO-000049 | ELBOW, 1-1/2", PVC, SCH80, 45 DEGREES, MFG P/N: 306158, MFG: LASCO | EACH | EACH | STK | 7 | 7 | 2018-07-26 | 5.06 | 4.82 | 5.06
GFM | 1607_CONTINGENCY | SW-C-06 |  | ELBO-000050 | ELBOW, 2", PVC, SCH80, 45 DEGREES, MFG: COLONIAL | EACH | EACH | STK | 3 | 3 | 2017-07-14 12:25 | 4.43 | 4.22 | 4.43
GFM | 1607_CONTINGENCY | 7-A-1 |  | ELBOW-900047 | ELBOW, 2", 90 DEGREES, GALVANIZED | EACH | EACH | STK | 3 | 3 | 2018-08-01 | 3.46 | 3.3 | 3.46
GFM | 1607_CONTINGENCY | 4-B-3 |  | ELEM-000003 | ELEMENT ASSEMBLY, ROTATING, MFG P/N: X75363-1, MFG: CRANE DEMING PUMP | EACH | EACH | STK | 1 | 1 | 2018-06-25 | 6803.56 | 6803.56 | 6803.56
GFM | 1607_CONTINGENCY | SW-A-07 |  | ENCL-000001 | ENCLOSURE, CIRCUIT, BREAKER, 240V, 70A, M/N: 10, MFG P/N: TQL70R, MFG: GE | EACH | EACH | STK | 1 | 1 | 2018-07-25 | 155.72 | 148.31 | 155.72
GFM | 1607_CONTINGENCY | 4-B-13 |  | END-000001 | END, UNION, 1 NPT, PVC, MFG P/N: 60132, MFG: MILTON ROY | EACH | EACH | STK | 10 | 10 | 2018-11-14 09:58 | 28.74 | 27.37 | 28.74
GFM | 1607_CONTINGENCY | SW-A-07 |  | FAN-000001 | KIT, FAN, 10", MFG P/N: TFP101, MFG: HOFFMAN, COOLING 115K | KIT | KIT | STK | 1 | 1 | 2018-07-25 | 445.17 | 424 | 445.17
CAM | 1607_CONTINGENCY | 1-B-3 |  | FAN-000009 | FAN, 50/60 HZ, 455W, 230V; FGIR-230 MFG PN: R3G280-AF35-71 MFG EBAPAPST | EACH | EACH | STK | 1 | 1 | 2018-07-16 | 1810.95 | 1810.95 | 1810.95
GFM | 1607_CONTINGENCY | 5-B-2 |  | FAN-000010 | FAN, FAN WHEEL, IN, 4.5H, 18" MFG P/N:D9507 MFG SUKUP | EACH | EACH | STK | 2 | 2 | 2018-09-14 15:35 | 1343.04 | 1343.04 | 1343.04
GFM | 1607_CONTINGENCY | SW-A-07 |  | FILL-000001 | SCREW, FILLISTER HEAD, 10-24" X 1", MFG P/N: N-126, MFG: SEVERN TRENT | EACH | EACH | STK | 20 | 20 | 2018-07-25 | 37.8 | 36 | 37.8
GFM | 1607_CONTINGENCY | 1-D-14 |  | FILT-000002 | FILTER, MFG P/N: 3207215-9, SCHRADER 4604 | EACH | EACH | STK | 1 | 1 | 2018-07-17 | 8.25 | 7.86 | 8.25
GFM | 1607_CONTINGENCY | SW-F-14 |  | FILT-000005 | FILTER, OIL, REF 2-40, CCN 30472161, MI-038668, MFG INGERSOLL RAND | EACH | EACH | STK | 4 | 4 | 2018-07-26 | 20.89 | 19.9 | 20.89
GFM | 1607_CONTINGENCY | SW-A-07 |  | FILT-000006 | FILTER, 5 MICRON, BRINE SYSTEM, MFG P/N: 300-01644 | EACH | EACH | STK | 1 | 1 | 2018-07-25 | 4.39 | 4.18 | 4.39
GFM | 1607_CONTINGENCY | SW-A-07 |  | FILT-000007 | FILTER, 5 MICRON, WATER SUPPLY, 20" BLUE, 5UM | EACH | EACH | STK | 1 | 1 | 2018-07-25 | 83.63 | 79.65 | 83.63
GFM | 1607_CONTINGENCY | SW-F-14 |  | FILT-000008 | FILTER ASSEMBLY, LG CLOTH HD 1-1/2", AIR, MFG P/N: 37161577, MFG: INGERSOLL RAND | ASSEMBLY | ASSEMBLY | STK | 4 | 4 | 2018-07-26 | 132.17 | 125.88 | 132.17
GFM | 1607_CONTINGENCY | 7-C-17 |  | FILT-000018 | FILTER, MFG P/N: 2100F, PRODUCT# 11258A, MFG: KINETICO WATER SYSTEMS | SET | SET | STK | 4 | 4 | 2018-09-26 14:56 | 785.49 | 785.49 | 785.49
GFM | 1607_CONTINGENCY | 7-C-15 |  | FILT-000018 | FILTER, MFG P/N: 2100F, PRODUCT# 11258A, MFG: KINETICO WATER SYSTEMS | SET | SET | STK | 4 | 4 | 2018-09-17 15:41 | 785.49 | 785.49 | 785.49
GFM | 1607_CONTINGENCY | 7-A-15 |  | FILT-000018 | FILTER, MFG P/N: 2100F, PRODUCT# 11258A, MFG: KINETICO WATER SYSTEMS | SET | SET | STK | 2 | 2 | 2018-07-17 | 785.49 | 785.49 | 785.49
GFM | 1607_CONTINGENCY | 6-B-16 |  | FILT-000028 | FILTER, HYDRAULIC, OIL, MFG P/N: 6395961, MFG: HYDAC INTERNATIONAL, KOMLINE-SANDERSON | PACKAGE | PACKAGE | STK | 1 | 1 | 2018-07-24 | 29.14 | 27.75 | 29.14
GFM | 1607_CONTINGENCY | SW-A-07 |  | FILT-900055 | FILTER, SPIN 25 MICRON TYPE F, FOR SLUDGE SCRAPER | EACH | EACH | STK | 1 | 1 | 2018-07-25 | 55.18 | 52.56 | 55.18
GFM | 1607_CONTINGENCY | 7-B-15 |  | FIRE-000003 | CAPS, FIRE HYDRANT, IRON, 4 NST, 1-1/2 PENTAGON NUT, MFG P/N: 22798, M/N: 2U-15-4A, MFG: USA BLUEBOOK | EACH | EACH | STK | 10 | 10 | 2018-08-17 16:08 | 770.86 | 734.2 | 770.86
GFM | 1607_CONTINGENCY | 7-A-2 |  | FIRE-000004 | CAPS, FIRE HYDRANT, 4-1/2, MFG P/N: FC450F, MFG: DIXION | EACH | EACH | STK | 9 | 9 | 2018-08-17 16:02 | 90.47 | 86.17 | 90.47
GFM | 1607_CONTINGENCY | SW-C-13 |  | FIRE-000007 | CAPS, FIRE HYDRANT, FOR NOZZLE 2-1/2",CAST IRON, RED, MFG P/N: IHC250 MFG DIXON | EACH | EACH | STK | 12 | 12 | 2018-12-13 10:30 | 32.9 | 32.9 | 32.9
GFM | 1607_CONTINGENCY | SW-C-13 |  | FIRE-000008 | CAPS, FIRE HYDRANT, FOR NOZZLE 4-1/2", CAST IRON, RED, MFG P/N:IHC450 MFG DIXON | EACH | EACH | STK | 12 | 12 | 2018-08-08 16:08 | 48.85 | 48.85 | 48.85
GFM | 1607_CONTINGENCY | SW-A-07 |  | FIRE-000009 | GASKET, FIRE HYDRANT CAP, FOR NOZZLE 2-1/2" MFG P/N:SW250 MFG DIXON | EACH | EACH | STK | 36 | 36 | 2018-08-08 16:08 | 1.83 | 1.83 | 1.83
GFM | 1607_CONTINGENCY | SW-A-07 |  | FIRE-000010 | GASKET, FIRE HYDRANT CAP, FOR NOZZLE 4-1/2" MFG DIXON | EACH | EACH | STK | 36 | 36 | 2018-08-08 16:08 | 5.74 | 5.74 | 5.74
GFM | 1607_CONTINGENCY | SW-C-13 |  | FIRE-000011 | WRENCH, FIRE HYDRANT CROKER MODEL 711 MFG P/N:189 MFG DIXON | EACH | EACH | STK | 5 | 5 | 2018-12-13 10:30 | 14.21 | 14.21 | 14.21
GFM | 1607_CONTINGENCY | SW-A-07 |  | FITT-000002 | FITTING, HOSE, COMPRESSION, 1/4" NPT X 1/4", 90, MFG P/N: 4H1259, MFG: HAC COMPANY | EACH | EACH | STK | 1 | 1 | 2018-07-25 | 7.98 | 7.6 | 7.98
GFM | 1607_CONTINGENCY | SW-A-07 |  | FITT-000003 | FITTING, MIXING, CHAMBER, TUBE, MFG P/N: 4H1256, MFG: HACH COMPANY | EACH | EACH | STK | 1 | 1 | 2018-07-25 | 3.15 | 3 | 3.15
GFM | 1607_CONTINGENCY | 1-D-14 |  | FLANGE-000003 | FLANGE, 3-1/2", MFG P/N: 3207215-38 | EACH | EACH | STK | 2 | 2 | 2018-07-17 | 15.8 | 15.05 | 15.8
GFM | 1607_CONTINGENCY | SW-C-07 |  | FLANGE-000009 | SET, FLANGE, 1-1/4", CI BLACK, MFG P/N: 91122260 | SET | SET | STK | 2 | 2 | 2018-09-26 14:56 | 33.06 | 33.06 | 33.06
GFM | 1607_CONTINGENCY | SW-C-07 |  | FLANGE-000014 | FLANGE, SET, 1-1/4" 250#, CAST IRON ANSI, MFG P/N: 911122260 MFG; GRUNDFOS P18B4-2367 | EACH | EACH | STK | 2 | 2 | 2018-12-31 09:43 | 109.72 | 109.72 | 109.72
GFM | 1607_CONTINGENCY | BACKWALL FLOOR |  | FLOC-000002 | FLOCCULANT, NALCO, M/N: 9907, 50LB BAGS | BAG | BAG | STK | 196 | 196 | 2018-04-04 | 131.66 | 125.4 | 131.66
GFM | 1607_CONTINGENCY | SW-A-07 |  | FLOW-000007 | TUBE, FLOW, U-162 | EACH | EACH | STK | 7 | 7 | 2018-07-25 | 0.94 | 0.9 | 0.94
GFM | 1607_CONTINGENCY | 6-B-11 |  | FLUI-000001 | FLUID, SHARING, STANDARD GRADE, 32 FL-OZ, MFG: EFFICIENCY PRODUCTION INC. | BOX | BOX | STK | 4 | 4 | 2018-07-23 | 434.6 | 434.6 | 434.6
GFM | 1607_CONTINGENCY | SW-A-07 |  | FUSE-000003 | FUSE, 0.250A, MFG P/N: 400-01196, MFG: LITTLE FUSE | EACH | EACH | STK | 12 | 12 | 2018-07-25 | 1.57 | 1.5 | 1.57
GFM | 1607_CONTINGENCY | SW-A-07 |  | FUSE-000004 | FUSE, 0.500A, MFG P/N: 400-01197, MFG: LITTLE FUSE | EACH | EACH | STK | 12 | 12 | 2018-07-25 | 0.54 | 0.51 | 0.54
GFM | 1607_CONTINGENCY | SW-A-07 |  | FUSE-000005 | FUSE, 5A, 250V, MFG P/N: 235-Y2 | EACH | EACH | STK | 10 | 10 | 2018-07-25 | 38.85 | 37 | 38.85
GFM | 1607_CONTINGENCY | SW-A-07 |  | FUSE-000008 | FUSE, 1A, MFG P/N: 235-1 | EACH | EACH | STK | 10 | 10 | 2018-07-25 | 38.85 | 37 | 38.85
GFM | 1607_CONTINGENCY | SW-A-07 |  | FUSE-000010 | FUSE, 4A, MFG P/N: 235-4 | EACH | EACH | STK | 10 | 10 | 2018-07-25 | 38.85 | 37 | 38.85
GFM | 1607_CONTINGENCY | SW-A-07 |  | FUSE-000012 | FUSE, DUAL ELEMENT, TIME DELAY, CLASS CC, 600V OR LESS, MFG P/N: LP-CC-9, MFG: COOPER BUSSMAN | EACH | EACH | STK | 6 | 6 | 2018-07-25 | 19.21 | 18.3 | 19.21
GFM | 1607_CONTINGENCY | SW-A-07 |  | FUSE-000019 | FUSE, CURRENT, LIMITING, CLASS T, 800A, MFG P/N: JJS-800, MFG: T-TRON (COOPER BUSSMAN) | EACH | EACH | STK | 2 | 2 | 2018-07-25 | 481.92 | 459 | 481.92
GFM | 1607_CONTINGENCY | SW-A-07 |  | FUSE-000021 | FUSE, DUAL-ELEMENT, 1R, 200A, 250V AC, 1R, 10KA, 125V AC, MFG P/N: FNM-7, MFG: FUSETRON | EACH | EACH | STK | 2 | 2 | 2018-07-25 | 9.45 | 9 | 9.45
GFM | 1607_CONTINGENCY | SW-A-07 |  | FUSE-000022 | FUSE, DUAL-ELEMENT, 1R, 100A, 250V AC, 1R, 10KA, 125V AC, MFG P/N: FNM-1-4/10, MFG: FUSETRON | EACH | EACH | STK | 2 | 2 | 2018-07-25 | 12.6 | 12 | 12.6
GFM | 1607_CONTINGENCY | SW-A-07 |  | FUSE-000024 | FUSE, TIME DELAY, 600 VAC, 1R, 200KA, MFG P/N: FNQ-R-1, MFG: CC-TRON | EACH | EACH | STK | 2 | 2 | 2018-07-25 | 25.2 | 24 | 25.2
GFM | 1607_CONTINGENCY | SW-A-07 |  | FUSE-000025 | FUSE, TIME DELAY, 600 VAC, 1R, 200KA, MFG P/N: FNQ-R-5, MFG: CC-TRON | EACH | EACH | STK | 2 | 2 | 2018-07-25 | 28.35 | 27 | 28.35
GFM | 1607_CONTINGENCY | SW-A-07 |  | FUSE-000028 | FUSE, 24 VCD SUPPLY TO MAIN CONTROL BOX, MFG P/N: 3904-520 | EACH | EACH | STK | 4 | 4 | 2018-07-25 | 1.84 | 1.75 | 1.84
GFM | 1607_CONTINGENCY | SW-A-07 |  | FUSE-000029 | FUSE, 3A, PICO | EACH | EACH | STK | 12 | 12 | 2018-07-25 | 1.35 | 1.29 | 1.35
GFM | 1607_CONTINGENCY | SW-A-07 |  | FUSE-000030 | FUSE, FOR STEP DOWN TRANSFORMER, 600V, MFG P/N: 400-00777 | EACH | EACH | STK | 1 | 1 | 2018-07-25 | 15.71 | 14.96 | 15.71
GFM | 1607_CONTINGENCY | SW-A-07 |  | FUSE-000038 | FUSE, T, 1.6 AMP, 250V, MFG P/N: 52083-00, MFG: HACH COMPANY | EACH | EACH | STK | 2 | 2 | 2018-07-25 | 29.4 | 28 | 29.4
GFM | 1607_CONTINGENCY | 6-B-16 |  | FUSE-000039 | FUSE, 600V W/CL CC REJECTION, KLDR 3 SERIES TIME DELAY, MFG P/N: 90P0455, MFG: LITTLE FUSE | EACH | EACH | STK | 3 | 3 | 2018-07-24 | 19.95 | 19 | 19.95
GFM | 1607_CONTINGENCY | 6-B-16 |  | FUSE-000040 | FUSE, FNM-5, MFG P/N: 90P0025, MFG: FUSETRON | EACH | EACH | STK | 3 | 3 | 2018-07-24 | 7.35 | 7 | 7.35
GFM | 1607_CONTINGENCY | SW-A-07 |  | FUSE-000041 | FUSE, 1A, MFG P/N: 400-01198, MFG: LITTLE FUSE | EACH | EACH | STK | 12 | 12 | 2018-07-25 | 0.56 | 0.53 | 0.56
GFM | 1607_CONTINGENCY | SW-A-07 |  | FUSE-000042 | FUSE, 2A, MFG P/N: 400-01199, MFG: LITTLE FUSE | EACH | EACH | STK | 13 | 13 | 2018-07-25 | 0.62 | 0.59 | 0.62
GFM | 1607_CONTINGENCY | SW-A-07 |  | FUSE-000265 | FUSE, PICO2, 3A, 125V, TH#: F830-ND, MIOX ITEM: 402-00036 | EACH | EACH | STK | 12 | 12 | 2018-07-25 | 1.35 | 1.29 | 1.35
GFM | 1607_CONTINGENCY | SW-A-07 |  | FUSE-000266 | FUSE, DUAL ELEMENT, TIME DELAY, CLASS J, MFG P/N: LPJ-60SP, MFG: COOPER BUSSMAN | EACH | EACH | STK | 32 | 32 | 2018-07-25 | 21.04 | 23.4 | 33.39
GFM | 1607_CONTINGENCY | SW-A-07 |  | FUSE-090600 | FUSE, DUAL ELEMENT TIME DELAY, MFG P/N: FRS-R-90, MFG: FUSETRON, 90AMP, 600V | EACH | EACH | STK | 1 | 1 | 2018-07-25 | 35.9 | 34.19 | 35.9
GFM | 1607_CONTINGENCY | SW-A-07 |  | FUSE-106250 | FUSE, 1.6 AMP, 250V | EACH | EACH | STK | 8 | 8 | 2018-07-25 | 2.1 | 2 | 2.1
GFM | 1607_CONTINGENCY | SW-A-07 |  | FUSE-125600 | FUSE, T-TRON, CLASS, MFG P/N: JJS-125, MFG: COOPER BUSSMANN, 125AMP, 600V | EACH | EACH | STK | 1 | 1 | 2018-09-26 14:56 | 37.02 | 37.02 | 37.02
GFM | 1607_CONTINGENCY | SW-F-14 |  | GASK-000004 | GASKET KIT, VALVE, 0L25, MFG P/N: 97335863, MFG: INGERSOLL RAND | KIT | KIT | STK | 1 | 1 | 2018-07-26 | 1086.43 | 1034.76 | 1086.43
GFM | 1607_CONTINGENCY | SW-A-18 |  | GASK-000005 | GASKET, UNLOADER, PLATE, MFG P/N: 54394028, MFG: INGERSOLL RAND | EACH | EACH | STK | 4 | 4 | 2017-04-06 18:01 | 9.48 | 9.03 | 9.48
GFM | 1607_CONTINGENCY | SW-B-07 |  | GASK-000008 | GASKET, INLET, VALVE, MFG P/N: 39494794 | EACH | EACH | STK | 1 | 1 | 2018-07-26 | 7.56 | 7.2 | 7.56
GFM | 1607_CONTINGENCY | 6-B-12 |  | GASK-000009 | GASKET, NOMINAL SIZE: 8, O.D. RANGE: 9.30 – 9.50 (BLK), EPDM-1, MFG P/N: 8R201E0950, MFG: ROMAC INDUSTRIES, INC. | EACH | EACH | STK | 16 | 16 | 2018-07-23 | 22.68 | 21.6 | 22.68
GFM | 1607_CONTINGENCY | 5-B-13 | INDIGO | GASK-000012 | GASKET, 24", RUBBER, 1/8” THICK, 18” X 24” PIPE FLANGE, CLASS: 150#, BLACK, 20 HOLE | EACH | EACH | STK | 12 | 12 | 2018-07-20 | 23.32 | 23.32 | 23.32
GFM | 1607_CONTINGENCY | 5-B-13 | INDIGO | GASK-000013 | GASKET, 20", RUBBER, 1/8” THICK, 18” X 20” PIPE FLANGE, CL150, BLACK, 20 HOLE | EACH | EACH | STK | 16 | 16 | 2018-07-20 | 17.49 | 17.49 | 17.49
GFM | 1607_CONTINGENCY | 5-B-13 | INDIGO | GASK-000016 | GASKET, 18", RUBBER, 1/8” THICK, 18” X 18” PIPE FLANGE, CL150, BLACK, 16 HOLE | EACH | EACH | STK | 14 | 14 | 2018-12-31 10:39 | 14.6 | 14.6 | 14.6
GFM | 1607_CONTINGENCY | 7-B-15 |  | GASK-000018 | GASKET, HYDRANT CAP, 4", 4.5 X 5.75 X .125, MFG P/N: 16657, M/N: 2Q-13-2B, MFG: USA BLUEBOOK | PACKAGE | PACKAGE | STK | 31 | 31 | 2018-07-26 | 1105.58 | 1053 | 1105.58
GFM | 1607_CONTINGENCY | 5-B-13 | INDIGO | GASK-000021 | GASKET, 16", RUBBER, 1/8” THICK, 18” X 16” PIPE FLANGE, CL150, BLACK, 16 HOLE | EACH | EACH | STK | 20 | 20 | 2018-07-20 | 12.91 | 12.91 | 12.91
GFM | 1607_CONTINGENCY | SW-B-07 |  | GASK-000022 | GASKET, SANITARY, 2, FOR UV SENSOR WINDOW ASSEMBLY, MFG P/N: 1007447, MGF: CALGON CARBON CORPORATION | EACH | EACH | STK | 15 | 15 | 2018-08-17 16:08 | 4.2 | 2.1 | 2.2
GFM | 1607_CONTINGENCY | 5-B-13 | INDIGO | GASK-000030 | GASKET, 14", RUBBER, 1/8” THICK, 18” X 14” PIPE FLANGE, CL150, BLACK, 12 HOLE | EACH | EACH | STK | 12 | 12 | 2018-07-20 | 10.52 | 10.52 | 10.52
GFM | 1607_CONTINGENCY | SW-B-07 |  | GASK-000032 | GASKET, PARTING, MFG P/N: 0058753, MI-040982 | EACH | EACH | STK | 2 | 2 | 2018-06-25 | 51.53 | 49.08 | 51.53
GFM | 1607_CONTINGENCY | 6-B-12 |  | GASK-000035 | GASKET, NOMINAL SIZE: 6, O.D. RANGE: 7.15 - 7.35 (BLK), EPDM-1, MFG P/N: 8R201E0735 MFG: ROMAC INDUSTRIES, INC. | EACH | EACH | STK | 14 | 14 | 2018-08-17 16:02 | 17.52 | 16.69 | 17.52
GFM | 1607_CONTINGENCY | 6-B-12 |  | GASK-000036 | GASKET, NOMINAL SIZE: 12, O.D. RANGE: 13.85 - 14.01 (YEL), EPDM-1, MFG P/N: 8R201E0410 MFG: ROMAC INDUSTRIES, INC. | EACH | EACH | STK | 14 | 14 | 2018-07-23 | 40.86 | 38.92 | 40.86
GFM | 1607_CONTINGENCY | SW-B-07 |  | GASK-000037 | GASKET, SEAT RING, 4", MFG P/N: 000-024-040-000, MFG: ROSS VALVE MANUFACTURING COMPANY | EACH | EACH | STK | 6 | 6 | 2018-07-26 | 9.34 | 8.9 | 9.34
GFM | 1607_CONTINGENCY | SW-B-07 |  | GASK-000038 | GASKET, BOTTOM, CYLINDER, 2", MFG P/N: 000-023-020-000, MFG: ROSS VALVE MANUFACTURING COMPANY | EACH | EACH | STK | 6 | 6 | 2018-07-26 | 4.74 | 4.51 | 4.74
GFM | 1607_CONTINGENCY | SW-B-07 |  | GASK-000039 | GASKET, COVER, 4", MFG P/N: 000-001-040-000, MFG: ROSS VALVE MANUFACTURING COMPANY | EACH | EACH | STK | 6 | 6 | 2018-07-26 | 4.74 | 4.51 | 4.74
GFM | 1607_CONTINGENCY | 5-B-13 | INDIGO | GASK-000044 | GASKET, 12", RUBBER, 1/8” THICK, 18” X 12” PIPE FLANGE, CL150, BLACK, 12 HOLE | EACH | EACH | STK | 4 | 4 | 2018-08-17 16:02 | 8.61 | 8.61 | 8.61
GFM | 1607_CONTINGENCY | SW-B-07 |  | GASK-000253 | GASKET, VALVE, COVER, REF 2-53, MFG P/N: 39486055, MI-038679, MFG: INGERSOLL RAND | EACH | EACH | STK | 1 | 1 | 2018-07-26 | 11.03 | 10.51 | 11.03
GFM | 1607_CONTINGENCY | SW-B-07 |  | GASK-000351 | GASKET, OIL PUMP, REF 3-51, MFG P/N: 30205280, MI-038669, ITEM #003, MFG: INGERSOLL RAND | EACH | EACH | STK | 1 | 1 | 2018-07-26 | 5.96 | 5.68 | 5.96
GFM | 1607_CONTINGENCY | SW-B-07 |  | GASK-000359 | GASKET, REF 3-59, MFG P/N: 39550017, MI-038667, ITEM #016, MFG: INGERSOLL RAND | EACH | EACH | STK | 1 | 1 | 2018-07-26 | 98.55 | 93.86 | 98.55
GFM | 1607_CONTINGENCY | SW-B-07 |  | GASK-000361 | GASKET, OUTER, HEAD, REF 3-61, MFG P/N: 39557921, MI-038658, ITEM #: 014, MFG: INGERSOLL RAND | EACH | EACH | STK | 1 | 1 | 2018-07-26 | 18.97 | 18.07 | 18.97
GFM | 1607_CONTINGENCY | SW-B-07 |  | GASK-000364 | GASKET, METAL, SOLID, MFG P/N: 95669354, MFG: INGERSOLL RAND | EACH | EACH | STK | 1 | 1 | 2018-07-26 | 115.49 | 110 | 115.49
GFM | 1607_CONTINGENCY | SW-B-07 |  | GASK-000365 | GASKET, MFG P/N: CRK206 | EACH | EACH | STK | 2 | 2 | 2018-07-26 | 36.61 | 34.87 | 36.61
GFM | 1607_CONTINGENCY | SW-B-07 |  | GASK-000371 | GASKET, COVER, MFG P/N: 8035D1 | EACH | EACH | STK | 1 | 1 | 2018-07-26 | 30.84 | 29.37 | 30.84
GFM | 1607_CONTINGENCY | SW-B-07 |  | GASK-000372 | GASKET, CYLINDER, MFG P/N: 83690P3 | EACH | EACH | STK | 1 | 1 | 2018-07-26 | 98.55 | 93.86 | 98.55
GFM | 1607_CONTINGENCY | SW-D-08 |  | GASK-000373 | GASKET, COVER, MFG P/N: 8599B1 | EACH | EACH | STK | 1 | 1 | 2018-06-25 | 11.85 | 11.29 | 11.85
GFM | 1607_CONTINGENCY | SW-B-07 |  | GASK-000374 | GASKET, MFG P/N: X1013T611 | EACH | EACH | STK | 1 | 1 | 2018-07-26 | 5.96 | 5.68 | 5.96
GFM | 1607_CONTINGENCY | SW-B-07 |  | GASK-000375 | GASKET, STUFFING BOX, MFG P/N: 5914C1 | EACH | EACH | STK | 1 | 1 | 2018-07-26 | 22.1 | 21.05 | 22.1
GFM | 1607_CONTINGENCY | SW-E-07 |  | GASK-000376 | GASKET SHEET, 1/8X60X63, NON ASBESTOS, MFG P/N: 25-121-1, MFG: SEPCO | EA | EACH | STK | 1 | 1 | 2019-02-22 10:41 | 275.91 | 262.79 | 275.91
GFM | 1607_CONTINGENCY | SW-E-07 |  | GASK-000377 | GASKET SHEET, 1/16X60X63, NON ASBESTOS, MFG P/N: 25-058-1, MFG: SEPCO | EA | EACH | STK | 1 | 1 | 2019-02-22 10:41 | 136.18 | 129.7 | 136.18
GFM | 1607_CONTINGENCY | SW-E-07 |  | GASK-000378 | GASKET SHEET, 1/32X60X63, NON ASBESTOS, MFG P/N: 25-032-1, MFG: SEPCO | EA | EACH | STK | 1 | 1 | 2019-02-22 10:41 | 81.26 | 77.4 | 81.26
GFM | 1607_CONTINGENCY | SW-B-07 |  | GASK-000379 | GASKET, FLANGE, BEARING, MFG P/N: IB100308-17 | EA | EACH | STK | 8 | 8 | 2018-07-26 | 10.5 | 10 | 10.5
GFM | 1607_CONTINGENCY | SW-B-07 |  | GASK-000380 | GASKET, INFEED, MFG P/N: IB100308-21 | EA | EACH | STK | 2 | 2 | 2018-07-26 | 24.15 | 23 | 24.15
GFM | 1607_CONTINGENCY | SW-B-07 |  | GASK-000381 | GASKET, AUGER, SPOUT, MFG P/N: IB100308-112 | EA | EACH | STK | 8 | 8 | 2018-07-26 | 23.1 | 22 | 23.1
GFM | 1607_CONTINGENCY | SW-C-07 |  | GASK-000383 | GASKET, MEASURING, CHAMBER, (1-1/2” SR METER 6” SRH COMPOUND METER), MFG P/N: 5081000928001, MFG: SENSUS METERING SYSTEMS | EACH | EACH | STK | 28 | 28 | 2018-10-11 16:30 | 12.06 | 8.51 | 7.69
GFM | 1607_CONTINGENCY | SW-C-07 |  | GASK-000384 | GASKET, MEASURING, CHAMBER, (1” SR METER 4” SRH COMPOUND METER), MFG P/N: 5080800928001, MFG: SENSUS METERING SYSTEMS | EACH | EACH | STK | 18 | 18 | 2018-10-11 16:30 | 9.49 | 7.29 | 5.35
GFM | 1607_CONTINGENCY | SW-C-07 |  | GASK-000385 | GASKET, MEASURING, CHAMBER, (3/4” SR METER), MFG P/N: 5080600928001, MFG: SENSUS METERING SYSTEMS | EACH | EACH | STK | 8 | 8 | 2018-10-11 16:30 | 3.79 | 3.61 | 3.79
GFM | 1607_CONTINGENCY | SW-C-07 |  | GASK-000386 | GASKET, MEASURING, CHAMBER, (5/8" SR METER), MFG P/N: 5080500928001, MFG: SENSUS METERING SYSTEMS | EACH | EACH | STK | 6 | 6 | 2018-10-11 16:30 | 3.09 | 2.94 | 3.09
GFM | 1607_CONTINGENCY | SW-C-07 |  | GASK-000387 | GASKET, BOTTOM, PLATE, (5/8” SR METER), MFG P/N: 5080500828003, MFG: SENSUS METERING SYSTEMS | EACH | EACH | STK | 16 | 16 | 2018-10-11 16:30 | 3.79 | 3.61 | 3.79
GFM | 1607_CONTINGENCY | SW-C-07 |  | GASK-000388 | GASKET, MEASURING, CHAMBER, (2” SR METER), MFG P/N: 5081200928001, MFG: SENSUS METERING SYSTEMS | EACH | EACH | STK | 19 | 19 | 2018-10-11 16:30 | 9.92 | 9.45 | 9.92
GFM | 1607_CONTINGENCY | 6-B-12 |  | GASK-000391 | GASKET, NOMINAL SIZE: 8, O.D. RANGE: 8.99 - 9.40 (BLK), 501, EPDM-1, MFG P/N: 8R201E0940 MFG: ROMAC INDUSTRIES, INC. | EACH | EACH | STK | 32 | 32 | 2018-07-23 | 9.5 | 14.63 | 22.68
GFM | 1607_CONTINGENCY | 6-B-12 |  | GASK-000392 | GASKET, NOMINAL SIZE: 6, O.D. RANGE: 6.86 - 7.20 (BLK), EPDM-1, MFG P/N: 8R201E0720 MFG: ROMAC INDUSTRIES, INC. | EACH | EACH | STK | 30 | 30 | 2018-07-23 | 6.3 | 11.35 | 17.52
GFM | 1607_CONTINGENCY | 6-B-12 |  | GASK-000393 | GASKET, O.D. RANGE: 6.60" - 6.91", MFG: ROMAC INDUSTRIES, INC. | EACH | EACH | STK | 8 | 8 | 2018-07-23 | 6.3 | 6 | 6.3
GFM | 1607_CONTINGENCY | 6-B-12 |  | GASK-000394 | GASKET, O.D. RANGE: 8.60" - 9.06" , MFG: ROMAC INDUSTRIES, INC. | EACH | EACH | STK | 10 | 10 | 2018-07-23 | 9.5 | 9.05 | 9.5
GFM | 1607_CONTINGENCY | 6-B-12 |  | GASK-000395 | GASKET, NOMINAL SIZE: 10, O.D. RANGE: 11.55 – 11.75 (YEL), EPDM-1, MFG P/N: 8R20181175 MFG: ROMAC INDUSTRIES, INC. | EACH | EACH | STK | 26 | 26 | 2018-07-23 | 19.5 | 27.06 | 33.99
GFM | 1607_CONTINGENCY | 6-B-16 |  | GASK-000398 | GASKET, WASH PIPE, MFG P/N: 03R0059, MFG: KOMLINE-SANDERSON | PACKAGE | PACKAGE | STK | 2 | 2 | 2018-07-24 | 15.75 | 15 | 15.75
GFM | 1607_CONTINGENCY | SW-B-07 |  | GASK-000400 | GASKET, 20", PIPE FLANGE, CLASS: 150#, BLACK, 20 HOLE, MFG: CALPICO INC. | EACH | EACH | STK | 4 | 4 | 2018-07-26 | 27.3 | 26 | 27.3
GFM | 1607_CONTINGENCY | SW-B-07 |  | GASK-000402 | GASKET, 16", PIPE FLANGE, CLASS: 150#, BLACK, 16 HOLE, MFG: CALPICO INC. | EACH | EACH | STK | 3 | 3 | 2018-07-26 | 22.41 | 21.34 | 22.41
GFM | 1607_CONTINGENCY | SW-B-07 |  | GASK-000403 | GASKET, 14", PIPE FLANGE, CLASS: 150#, BLACK, 12 HOLE, MFG: CALPICO INC. | EACH | EACH | STK | 2 | 2 | 2018-07-26 | 17.67 | 16.83 | 17.67
GFM | 1607_CONTINGENCY | 6-C-7 |  | GASK-000404 | GASKET, 4 MACRO HP (1)A/C GASKET 4.95-5.60 GASKET SET, 4 (1) STD. WIDE RANGE MFG P/N:8R26104 MFG ROMAC | EACH | EACH | STK | 6 | 6 | 2018-09-14 15:35 | 51.23 | 51.23 | 51.23
GFM | 1607_CONTINGENCY | 6-C-7 |  | GASK-000405 | GASKET,6 MACRO HP, (1) A/C GASKET 7.10-7.60 GASKET SET, 6 STD. WIDE RANGE MFG P/N:8R26106-0 MFG ROMAC | EACH | EACH | STK | 6 | 6 | 2018-09-14 15:35 | 63.44 | 63.44 | 63.44
GFM | 1607_CONTINGENCY | 6-C-7 |  | GASK-000406 | GASKET, 8 MACRO HP, (1) A/C GASKET, 9.10-9.75 GASKET SET, 8 (1) STD. WIDE RANGE, MFG P/N: 8R26108-0 MFG ROMAC | EACH | EACH | STK | 6 | 6 | 2018-09-14 15:35 | 72.73 | 72.73 | 72.73
GFM | 1607_CONTINGENCY | 6-C-7 |  | GASK-000407 | GASKET,10 MACRO HP, (1) A/C GASKET 11.25-11.90 GASKET SET, 10 (1) STD. WIDE RANGE MFG P/N: 8R26110-0 MFG ROMAC | EACH | EACH | STK | 6 | 6 | 2018-09-14 15:35 | 86.38 | 86.38 | 86.38
GFM | 1607_CONTINGENCY | 6-C-7 |  | GASK-000408 | GASKET,10 XL MACRO HP, (1) A/C GASKET 11.55-12.20 GASKET SET, 10 (1) XL STD. WIDE RANGE MFG P/N:8R26110XL-0 MFG ROMAC | EACH | EACH | STK | 6 | 6 | 2018-09-14 15:35 | 99.59 | 99.59 | 99.59
GFM | 1607_CONTINGENCY | 6-C-7 |  | GASK-000409 | GASKET,10 XL MACRO HP, (1) A/C GASKET 11.55-12.20 GASKET SET, 10 (1) XL STD. WIDE RANGE MFG P/N:8R26112-0 MFG ROMAC | EACH | EACH | STK | 6 | 6 | 2018-09-14 15:35 | 99.59 | 99.59 | 99.59
GFM | 1607_CONTINGENCY | 6-C-7 |  | GASK-000410 | GASKET, 12 XL MACRO HP, (1) A/C GASKET 13.75-14.40 GASKET SET, 12 (1) STD. WIDE RANGE MFG P/N:8R26112XL-0 MFG ROMAC | EACH | EACH | STK | 6 | 6 | 2018-09-14 15:35 | 108.7 | 108.7 | 108.7
GFM | 1607_CONTINGENCY | SW-B-07 |  | GASK-002424 | GASKET, 24" COVERM 24" BUSHING | EACH | EACH | STK | 1 | 1 | 2017-07-14 11:57 | 8.4 | 8 | 8.4
GFM | 1607_CONTINGENCY | SW-B-07 |  | GASK-003100 | GASKET, COVER, REF 3-100, MFG P/N: 30562698, MI-038651, ITEM #: 019, MFG: INGERSOLL RAND | EACH | EACH | STK | 1 | 1 | 2018-07-26 | 30.84 | 29.37 | 30.84
GFM | 1607_CONTINGENCY | SW-B-02 |  | GASK-285285 | GASKET, 28.5" COVER , 28.5" BUSHING | EACH | EACH | STK | 1 | 1 | 2018-06-25 | 11.55 | 11 | 11.55
GFM | 1607_CONTINGENCY | SW-C-09 |  | GASK-900031 | GASKET, 24" RUBBER, ROUND, RED, 1/8" THICK, CL-150, 20 HOLE,S, FLANGE TO FLANGE | EACH | EACH | STK | 4 | 4 | 2018-06-25 | 31.5 | 30 | 31.5
GFM | 1607_CONTINGENCY | SW-C-07 |  | GAUG-000001 | GAUGE, 0-30 PSI, (W/ GAUGE GUARD, 1/4" NPT, 1/2" NPT PRESSURE INLET, MFG: PLAST-O-MATIC), MFG: HSG | EACH | EACH | STK | 2 | 2 | 2018-07-26 | 102.37 | 97.5 | 102.37
GFM | 1607_CONTINGENCY | SW-C-07 |  | GAUG-000010 | GAUGE, 1/4", 90 DEGREES, OIL, LEVEL, MFG P/N: GA-0000A, MFG: WESTECH ENGINEERING INC | EACH | EACH | STK | 1 | 1 | 2018-07-26 | 78.74 | 75 | 78.74
GFM | 1607_CONTINGENCY | 7-B-15 |  | GAUG-000011 | GAUGE W/SAFETY CASE, TEST, MFG P/N: 9836905, MFG: WIKA INSTRUMENT CORPORATION, TYPE: 233.34, 4-5, CONN 1/2 NPT LM, SIZE 4-1/2 6, RANGE 600PSI/KPA | EACH | EACH | STK | 2 | 2 | 2018-07-26 | 194.24 | 185 | 194.24
GFM | 1607_CONTINGENCY | 7-B-15 |  | GAUG-000012 | GAUGE W/SAFETY CASE, TEST, MFG P/N: 50240625, MFG: WIKA INSTRUMENT CORPORATION, TYPE: 233.34, 4-5, CONN 1/2 NPT LM, SIZE 4-1/2 6, RANGE 30PSI/KPA | EACH | EACH | STK | 8 | 8 | 2018-07-26 | 29.4 | 28 | 29.4
GFM | 1607_CONTINGENCY | 7-B-15 |  | GAUG-000013 | GAUGE W/SAFETY CASE, TEST, MFG P/N: 50240684, MFG: WIKA INSTRUMENT CORPORATION, TYPE: 233.34, 4-5, CONN 1/2 NPT LM, SIZE 4-1/2 6, RANGE 300PSI/KPA | EACH | EACH | STK | 2 | 2 | 2018-07-26 | 262.48 | 250 | 262.48
GFM | 1607_CONTINGENCY | 7-B-15 |  | GAUG-000014 | GAUGE W/SAFETY CASE, TEST, MFG P/N: 50246050, MFG: WIKA INSTRUMENT CORPORATION, TYPE: 233.34, 4-5, CONN 1/2 NPT LM, SIZE 4-1/2 6, RANGE 100PSI/KPA | EACH | EACH | STK | 1 | 1 | 2018-07-26 | 157.49 | 150 | 157.49
GFM | 1607_CONTINGENCY | 7-B-15 |  | GAUG-000015 | GAUGE W/SAFETY CASE, TEST, MFG P/N: 50240668, MFG: WIKA INSTRUMENT CORPORATION, TYPE: 233.34, 4-5, CONN 1/2 NPT LM, SIZE 4-1/2 6, RANGE 160PSI/KPA | EACH | EACH | STK | 14 | 14 | 2018-07-26 | 92.39 | 88 | 92.39
GFM | 1607_CONTINGENCY | 7-B-15 |  | GAUG-000016 | GAUGE W/SAFETY CASE, TEST, MFG P/N: 50240641, MFG: WIKA INSTRUMENT CORPORATION, TYPE: 233.34, 4-5, CONN 1/2 NPT LM, SIZE 4-1/2 6, RANGE 60PSI/KPA | EACH | EACH | STK | 7 | 7 | 2018-07-26 | 39.9 | 38 | 39.9
GFM | 1607_CONTINGENCY | 7-B-15 |  | GAUG-000017 | GAUGE W/SAFETY CASE, TEST, MFG P/N: 50240617, MFG: WIKA INSTRUMENT CORPORATION, TYPE: 233.34, 4-5, CONN 1/2 NPT LM, SIZE 4-1/2 6, RANGE 15PSI/KPA | EACH | EACH | STK | 6 | 6 | 2018-07-26 | 30.45 | 29 | 30.45
GFM | 1607_CONTINGENCY | 7-B-15 |  | GAUG-000018 | GAUGE W/SAFETY CASE, TEST, MFG P/N: 9836866, MFG: WIKA INSTRUMENT CORPORATION, TYPE: 233.34, 4-5, CONN 1/2 NPT LM, SIZE 4-1/2 6, RANGE 160PSI/KPA | EACH | EACH | STK | 4 | 4 | 2018-07-26 | 167.99 | 160 | 167.99
GFM | 1607_CONTINGENCY | SW-C-07 |  | GAUG-000022 | GAUGE, LIQUID FILLED, 2-1/2, 0-60PSI, 1/4 NPT, CAT #: 12030, MFG P/N: 9767053, MFG: WIKA INSTRUMENT | EACH | EACH | STK | 6 | 6 | 2018-07-26 | 25.15 | 23.95 | 25.15
GFM | 1607_CONTINGENCY | SW-C-15 |  | GAUG-000028 | GAUGE, PRESSURE, SERIES: 132, DIAL SIZE: 6, RANGE: 0-15PSI/FT, CONNECTION SIZE: 1/4 NPT LM, MFG P/N: 61325111, MFG: DURO-INSTRUMENTS | EACH | EACH | STK | 15 | 15 | 2018-07-26 | 158.49 | 150.95 | 158.49
GFM | 1607_CONTINGENCY | SW-D-15 |  | GAUG-000029 | GAUGE, PRESSURE, SERIES: 132, DIAL SIZE: 8.5, RANGE: 0-1160PSI/FT, CONNECTION SIZE: 1/4 NPT LM, MFG P/N: 81325511, MFG: DURO-INSTRUMENTS | EACH | EACH | STK | 10 | 10 | 2018-07-26 | 171.09 | 162.95 | 171.09
GFM | 1607_CONTINGENCY | 1-D-14 |  | GAUG-800020 | GAUGE, 30", MFG: WIKA, MFG P/N: 9797543, HG/30 P/K 1/4" NPT LM 111.10 2.5" | EACH | EACH | STK | 1 | 1 | 2018-07-17 | 224.79 | 214.1 | 224.79
GFM | 1607_CONTINGENCY | SW-C-07 |  | GAUG-800024 | GAUGE, ISOLATOR (PROTECTOR) 1/2" | EACH | EACH | STK | 1 | 1 | 2018-07-26 | 70.87 | 67.5 | 70.87
GFM | 1607_CONTINGENCY | SW-E-02 |  | GAUG-800025 | GAUGE, PRESSURE 0-200PSI | EACH | EACH | STK | 2 | 2 | 2018-06-25 | 35.31 | 33.63 | 35.31
GFM | 1607_CONTINGENCY | SW-C-07 |  | GAUG-800027 | GAUGE, PRESSURE 50PSI, PRESSURE SWITCH | EACH | EACH | STK | 1 | 1 | 2018-07-26 | 178.51 | 170.02 | 178.51
GFM | 1607_CONTINGENCY | 6-B-16 |  | GEAR-000003 | GEAR, PLASTIC, MFG P/N: 43Q1004, MFG: KOMLINE-SANDERSON | EACH | EACH | STK | 2 | 2 | 2018-07-24 | 102.89 | 98 | 102.89
GFM | 1607_CONTINGENCY | SW-B-07 |  | GKIT-900061 | KIT, REPAIR, DRY, GLAND | KIT | KIT | STK | 1 | 1 | 2018-07-26 | 1154.72 | 1099.8 | 1154.72
GFM | 1607_CONTINGENCY | SW-C-07 |  | GLAN-000001 | GLAND, SPLIT, MFG P/N: 0044125, MI-040984 | EACH | EACH | STK | 1 | 1 | 2018-07-26 | 352.34 | 335.58 | 352.34
GFM | 1607_CONTINGENCY | CONTAINER 12 |  | GLAN-000002 | GLAND, 16”, MECHANICAL JOINT, DUCTILE, MFG P/N: 25210, MFG: TYLER | EACH | EACH | STK | 1 | 1 | 2018-07-30 | 31.5 | 30 | 31.5
GFM | 1607_CONTINGENCY | 1-B-15 |  | GLAN-000006 | GLAND, SPLIT, FOR 1988 CRANE DEMING PUMP, M/N: 719540561221, NSN: 4320LLL505089 | EACH | EACH | STK | 4 | 4 | 2018-07-17 | 94.49 | 90 | 94.49
GFM | 1607_CONTINGENCY | SW-C-07 |  | GLAN-800030 | CLIP, GLAND, MFG P/N: 0044137, MI-040992 | EACH | EACH | STK | 5 | 5 | 2018-07-26 | 22.49 | 21.42 | 22.49
GFM | 1607_CONTINGENCY | 4-B-1 |  | HEAD-000004 | HEAD W/O ISOLATOR, MATIC, (FOR FCV-315), MFG: AUMA | EACH | EACH | STK | 1 | 1 | 2017-04-06 17:09 | 3669.51 | 3495 | 3669.51
GFM | 1607_CONTINGENCY | SW-D-07 |  | HOSE-000005 | HOSE, DRAIN, MFG P/N: 4H5010, MFG: HACH COMPANY | EACH | EACH | STK | 1 | 1 | 2018-07-26 | 26.25 | 25 | 26.25
GFM | 1607_CONTINGENCY | SW-D-07 |  | HOSE-000006 | HOSE, CLEAN, FLEXIBLE, 1/2" ID, MFG P/N: AC2002-15, MFG: HACH COMPANY | EACH | EACH | STK | 1 | 1 | 2018-07-26 | 52.5 | 50 | 52.5
GFM | 1607_CONTINGENCY | 7-B-14 |  | HOSE-000010 | HOSE, PERISTALTIC, (FOR BLACKMER A65EPDM PUMP), MFG P/N: 218738, MFG: BLACKMER | EACH | EACH | STK | 6 | 6 | 2018-11-14 09:58 | 2205.57 | 1482.65 | 2205.57
GFM | 1607_CONTINGENCY | 4-B-20 |  | HOSE-000011 | HOSE, FIRE, 2-1/2 X 50, DOUBLE JACKETING, 800PSI, MALE/FEMALE BRASS COUPLING | EA | EACH | STK | 6 | 6 | 2018-07-19 | 314.3 | 299.35 | 314.3
GFM | 1607_CONTINGENCY | SW-D-07 |  | HOUR-000002 | HOURMETER, 120VAC, 60HZ, BH-351, HOURS NON-RESET, MFG P/N: 291B474A09, MFG: WESCHLER INSTRUMENTS | EACH | EACH | STK | 3 | 3 | 2018-07-26 | 71.4 | 280 | 293.98
GFM | 1607_CONTINGENCY | 1-B-15 |  | IMPE-000003 | IMPELLER, 6-1/2", MFG P/N: 92R7921003 (03013865) | EACH | EACH | STK | 3 | 3 | 2018-07-17 | 1300.87 | 1239 | 1300.87
GFM | 1607_CONTINGENCY | 1-B-15 |  | IMPE-000004 | IMPELLER, 4" X 3" X 12", MFG: EM, 26856, NSN: 4320-L50-5031 | EACH | EACH | STK | 1 | 1 | 2018-07-17 | 680.36 | 648 | 680.36
GFM | 1607_CONTINGENCY | SW-D-07 |  | IMPE-000007 | RING, IMPELLER, MFG P/N: 0044386, MI-040977 | EACH | EACH | STK | 4 | 4 | 2018-07-26 | 201.39 | 191.81 | 201.39
GFM | 1607_CONTINGENCY | SW-D-07 |  | IMPE-000008 | KEY, IMPELLER, MFG P/N: 0039983, MI-040987 | EACH | EACH | STK | 2 | 2 | 2018-07-26 | 9.19 | 8.75 | 9.19
GFM | 1607_CONTINGENCY | 1-B-15 |  | IMPE-000010 | SHAFT, IMPELLER, 23-1/2" X 2" BEARING SHAFT | EACH | EACH | STK | 1 | 1 | 2018-07-17 | 424.31 | 404.13 | 424.31
GFM | 1607_CONTINGENCY | 1-B-15 |  | IMPE-000011 | IMPELLER, MFG P/N: 99C02651, SIZE 4X4X12X3 DIA 10-31/16 TYPE B2F HD 20 RPM 870 | EACH | EACH | STK | 1 | 1 | 2018-07-17 | 2240.55 | 2134 | 2240.55
GFM | 1607_CONTINGENCY | 1-B-15 |  | IMPE-000014 | IMPELLER, 4" X 6-3/4" X 12", NSN: 4320-LL-L50-5035 | EACH | EACH | STK | 4 | 4 | 2018-07-17 | 367.48 | 350 | 367.48
GFM | 1607_CONTINGENCY | 1-B-15 |  | IMPE-000015 | IMPELLER, 8" X 3/4" X 16", (P4575, 52-110-257-003) | EACH | EACH | STK | 1 | 1 | 2018-07-17 | 682.46 | 650 | 682.46
GFM | 1607_CONTINGENCY | 6-B-14 | AISI | IMPE-000018 | IMPELLER, CUT TO 19.875, MFG PN: P5001551, MFG: BELL AND GOSSET | EACH | EACH | STK | 1 | 1 | 2018-07-23 | 3552.97 | 3552.97 | 3552.97
GFM | 1607_CONTINGENCY | SW-C-16 |  | IMPE-000019 | IMPELLER, MFG PN: C07195B-1203, MFG: XYLEM | EACH | EACH | STK | 1 | 1 | 2018-07-26 | 2424.29 | 2424.29 | 2424.29
GFM | 1607_CONTINGENCY | SW-D-16 |  | IMPE-000020 | IMPELLER, 2 X 2 PUMP, MFG P/N: 8G16M2 MFG; McLANAHAN | EACH | EACH | STK | 2 | 2 | 2018-11-28 09:35 | 2194.1 | 2194.1 | 2194.1
GFM | 1607_CONTINGENCY | SW-D-07 |  | IMPE-900059 | IMPELLER, FOR SAND RECIRCULATION PUMP | EACH | EACH | STK | 1 | 1 | 2018-07-26 | 1345.59 | 1281.6 | 1345.59
GFM | 1607_CONTINGENCY | 5-B-16 |  | INDI-000003 | INDICATOR, X101 100-VALVE, POSITION, 16BB, MFG P/N: 30251D, MFG: CLA-VAL | EACH | EACH | STK | 2 | 2 | 2018-07-20 | 398.97 | 380 | 398.97
GFM | 1607_CONTINGENCY | 6-B-16 |  | INDI-000009 | INDICATOR, CUB 4V, NEMA 4X, VOLTAGE, MFG P/N: CUB4V020, 90I0199, MFG: RED LION | EACH | EACH | STK | 1 | 1 | 2018-07-24 | 190.04 | 181 | 190.04
GFM | 1607_CONTINGENCY | 6-B-16 |  | LAMP, 400W, MFG: VENTURE LIGHTING | INDICATOR, CUB 4CL, NEMA 4X, CURRENT, MFG P/N: CUB4CL20, 90I0200, MFG: RED LION | EACH | EACH | STK | 1 | 1 | 2018-07-24 | 242.53 | 231 | 242.53
GFM | 1607_CONTINGENCY | 6-B-16 |  | INDI-000011 | INDICATOR, POWER SUPPLY, 120/230VAC, MFG P/N: MLPS1000, 90I0202, MFG: RED LION | EACH | EACH | STK | 1 | 1 | 2018-07-24 | 59.85 | 57 | 59.85
GFM | 1607_CONTINGENCY | SW-D-13 | CCD | INDI-000012 | INDICATOR, WATER, FLOW 4" VSR | EACH | EACH | STK | 4 | 4 | 2018-07-26 | 174.02 | 174.02 | 174.02
GFM | 1607_CONTINGENCY | SW-D-07 |  | INSE-000001 | INSERT, UV SENSOR (WINDOW ASSEMBLY, UV SENSOR), 13, 6-11, INSERTION: 16/6.68, SENSOR, MFG P/N: S300766, MFG: CALGON CARBON CORPORATION | EACH | EACH | STK | 1 | 1 | 2018-07-26 | 1156.03 | 1120.93 | 1156.03
GFM | 1607_CONTINGENCY | SW-D-07 |  | INSE-000002 | INSERT, UV SENSOR (WINDOW ASSEMBLY, UV SENSOR) , 6-11/16, INSERTION, SENSOR, MFG P/N: S300767, MFG: CALGON CARBON CORPORATION | EACH | EACH | STK | 2 | 2 | 2018-07-26 | 784.3 | 757.47 | 784.3
GFM | 1607_CONTINGENCY | 7-A-13 |  | INSE-000003 | INSERT, METAL, HOSE, (FOR BLACKMER A65EPDM PUMP), MFG P/N: 217319 | EACH | EACH | STK | 4 | 4 | 2018-04-04 | 225.74 | 215 | 225.74
GFM | 1607_CONTINGENCY | SW-D-07 |  | JOIN-000001 | JOINT, FLEXIBLE (UNIVERSAL JOINT), UNVJNTDBL, .37FX, .43M, 316SS/FKM, MFG P/N: 3308811005, MFG: MOYNO | EACH | EACH | STK | 1 | 1 | 2018-07-26 | 782.2 | 745 | 782.2
GFM | 1607_CONTINGENCY | YARD |  | JSET-000001 | SET, MECHANICAL JOINT, 10" | SET | SET | STK | 26 | 26 | 2018-07-31 | 157.49 | 150 | 157.49
GFM | 1607_CONTINGENCY | CONTAINER 8 |  | JSET-000001 | SET, MECHANICAL JOINT, 10" | SET | SET | STK | 1 | 1 | 2018-04-10 10:16 | 157.49 | 150 | 157.49
GFM | 1607_CONTINGENCY | YARD |  | JSET-000006 | SET, MECHANICAL JOINT, 12" | SET | SET | STK | 1 | 1 | 2018-07-31 | 37.19 | 35.42 | 37.19
GFM | 1607_CONTINGENCY | YARD |  | JSET-000007 | SET, MECHANICAL JOINT, 6" | SET | SET | STK | 5 | 5 | 2018-12-19 13:01 | 17.36 | 16.53 | 17.36
GFM | 1607_CONTINGENCY | YARD |  | JSET-000009 | SET, MECHANICAL JOINT, 2010 | SET | SET | STK | 2 | 2 | 2018-07-31 | 42 | 40 | 42
GFM | 1607_CONTINGENCY | 1-D-14 |  | JUNC-000001 | JUNCTION, OTI, MFG: COSMODYNE, MFG P/N: 3207215-4 | EACH | EACH | STK | 1 | 1 | 2018-07-17 | 2.26 | 2.15 | 2.26
GFM | 1607_CONTINGENCY | 1-B-15 |  | KEY-000002 | KEY, MFG P/N: 04704059, SQ 1/4" X 2LG (0470405700) | EACH | EACH | STK | 1 | 1 | 2018-07-17 | 3.14 | 2.99 | 3.14
GFM | 1607_CONTINGENCY | 7-C-10 |  | KEY-000008 | KEY, SLEEVE, MFG P/N: KS-8006-005 | EACH | EACH | STK | 6 | 6 | 2018-07-25 | 22.42 | 28.96 | 30.41
GFM | 1607_CONTINGENCY | 7-C-10 |  | KEY-000009 | KEY, IMPELLER, MFG P/N: KS-8001-148 | EACH | EACH | STK | 2 | 2 | 2018-07-25 | 22.42 | 21.35 | 22.42
GFM | 1607_CONTINGENCY | W-D-1 |  | KEY-000011 | KEY, REDUCER, SHAFT, MFG P/N: BF4170081005 | EA | EACH | STK | 5 | 5 | 2018-07-20 | 2.52 | 2.4 | 2.52
GFM | 1607_CONTINGENCY | W-D-1 |  | KEY-000012 | KEY, AUGER, SHAFT, MFG P/N: M2447 | EA | EACH | STK | 9 | 9 | 2018-07-20 | 17.22 | 16.4 | 17.22
GFM | 1607_CONTINGENCY | SW-D-07 |  | KEY-000013 | KEY, IMPELLER, MFG P/N: 950-1241RP, MFG: TACO | EACH | EACH | STK | 4 | 4 | 2018-07-26 | 8.82 | 8.4 | 8.82
GFM | 1607_CONTINGENCY | 7-C-10 |  | KEY-000014 | KEY, IMPELLER, MFG P/N: KS-8001-448 | EACH | EACH | STK | 4 | 4 | 2018-07-25 | 20.81 | 19.82 | 20.81
GFM | 1607_CONTINGENCY | 4-C-6 |  | KIT-000001 | KIT, SPLICE, 2/3C TO 6/3C AWG, WITH GROUND, MFG P/N: 272070A, MFG: PAIGE ELECTRIC COMPANY/3M | KIT | KIT | STK | 6 | 6 | 2018-07-19 | 183.74 | 175 | 183.74
GFM | 1607_CONTINGENCY | SW-D-07 |  | KIT-000005 | KIT, CHEMICAL FEED, ROUTINE MAINTENANCE, MFG P/N: 1539841, KIT-G76X8P | KIT | KIT | STK | 5 | 5 | 2018-07-26 | 245.68 | 234 | 245.68
GFM | 1607_CONTINGENCY | 6-B-13 |  | KIT-000013 | KIT, REBUILD, FOR S3HRC300M4-2, MFG P/N: 517011757 | KIT | KIT | STK | 2 | 2 | 2018-07-23 | 2551.33 | 2430 | 2551.33
GFM | 1607_CONTINGENCY | SW-D-07 |  | KIT-000015 | KIT, FLAT, POLY, 4", MFG P/N: 800-040-050-232, MFG: ROSS VALVE MANUFACTURING COMPANY | KIT | KIT | STK | 1 | 1 | 2018-07-26 | 405.39 | 386.11 | 405.39
GFM | 1607_CONTINGENCY | SW-D-07 | ONESOURCE | KIT-000020 | KIT, MAINTENANCE, PREVENTIVE, 25PPD, (.5KGH) MAX, RM, CL2, MFG P/N: 12865-2, MFG: SEVERN TRENT | KIT | KIT | STK | 4 | 4 | 2018-07-26 | 23.1 | 23.1 | 23.1
GFM | 1607_CONTINGENCY | SW-C-14 | ONESOURCE | KIT-000021 | KIT, PREVENTATIVE, MAINTENANCE, MFG PN: 614S092V01, MFG: SERVERN TRENT | EACH | EACH | STK | 10 | 10 | 2018-07-26 | 73.5 | 73.5 | 73.5
GFM | 1607_CONTINGENCY | 7-A-9 | AMERICAN WATER WORKS INTERNATIONAL | KIT-000027 | KIT, 10-60FT, 8/84 TO PRESENT, MFG PN: 301-4-100, MFG: SINGER VALVE | EACH | EACH | STK | 2 | 2 | 2016-10-10 | 188.68 | 188.68 | 188.68
GFM | 1607_CONTINGENCY | 7-A-9 | AMERICAN WATER WORKS INTERNATIONAL | KIT-000028 | KIT, 8", 8"PG, 20 BONNET BALLS, MFG PN: 106-110, MFG: SINGER VALVE | EACH | EACH | STK | 2 | 2 | 2016-10-10 | 300.06 | 300.06 | 300.06
GFM | 1607_CONTINGENCY | 7-B-11 | INDIGO | KIT-000033 | KIT, ANTI-SIPHONE,PREVENTIVE MAINTENANCE, MFG PN: KTI-100-EJS-AS, MFG: HYDRO | KIT | EACH | STK | 7 | 7 | 2018-11-14 09:58 | 65.4 | 65.4 | 65.4
GFM | 1607_CONTINGENCY | SW-D-07 |  | KIT-000038 | KIT, RELIEF VALVE RUBBER, MFG P/N: 0899236, KIT NO.:RK 957/957 RPDA RV MFG WATTS | EACH | EACH | STK | 4 | 4 | 2018-08-06 09:10 | 162.55 | 162.55 | 162.55
GFM | 1607_CONTINGENCY | SW-A-08 |  | KIT-000039 | KIT, COMPLETE REPAIR KIT, RUBBER, (375A/AST) 2.5"-6" MFG P/N: RK8-375R MFG WILKINS ZURN | SET | SET | STK | 2 | 2 | 2018-08-06 09:10 | 47.87 | 47.87 | 47.87
GFM | 1607_CONTINGENCY | SW-A-08 |  | KIT-000040 | KIT, COMPLETE BACKFLOW PREVENTER RELIEF VALVE, RUBBER 2.5"-6" MFG P/N: RK212-375R MFG WILKINS ZURN | SET | SET | STK | 2 | 2 | 2018-08-06 09:10 | 43.54 | 43.54 | 43.54
GFM | 1607_CONTINGENCY | SW-A-08 |  | KIT-000041 | KIT, DOUBLE CHECK ASSEMBLY REDUCED PRESSURE PRINCIPLE ASSEMBLY RUBBER, MFG P/N: RK4-350 MFG WILKINS ZURN | SET | SET | STK | 4 | 4 | 2018-08-06 09:10 | 73 | 73 | 73
GFM | 1607_CONTINGENCY | SW-D-16 |  | KIT-000049 | KIT, REPAIR, DRY GLAND, 2 X 2 LPT PUMP MFG P/N: 09110002321 MFG; McLANAHAN | EACH | EACH | STK | 2 | 2 | 2018-11-28 09:35 | 1743.83 | 1743.83 | 1743.83
GFM | 1607_CONTINGENCY | SW-D-16 |  | KIT-000050 | KIT, REPAIR, BEARING, 1-1/2 X 1-1/2 & 2 X 2 PUMP, MFG P/N: 09110002225 MFG ; McLANAHAN | EACH | EACH | STK | 2 | 2 | 2018-11-28 09:35 | 1182.77 | 1182.77 | 1182.77
GFM | 1607_CONTINGENCY | SW-A-08 |  | LAMP-000001 | LAMP, ASSEMBLY, MFG P/N: 18950-00, MFG: HACH COMPANY | EACH | EACH | STK | 4 | 4 | 2018-07-25 | 31.5 | 30 | 31.5
GFM | 1607_CONTINGENCY | SW-A-08 |  | LAMP-000002 | LAMP, HOLDER, EXT. 2", RETAINING ASSEMBLY, MFG P/N: S300463, MFG: CALGON CARBON CORPORATION | EACH | EACH | STK | 7 | 7 | 2018-07-25 | 10.98 | 43.64 | 45.82
GFM | 1607_CONTINGENCY | SW-A-01 |  | LAMP-000005 | RING, LANTERN, MFG P/N: 0101627, MI-040986 | EACH | EACH | STK | 4 | 4 | 2017-04-06 17:24 | 40.29 | 39.33 | 40.29
GFM | 1607_CONTINGENCY | 7-C-3 |  | LAMP-000008 | LAMP, ASSEMBLY, 10KW, MFG P/N: S300478, S300431, MFG: CALGON CARBON CORPORATION | EACH | EACH | STK | 7 | 7 | 2019-02-21 14:31 | 547.01 | 516.1 | 547.01
GFM | 1607_CONTINGENCY | SW-B-13 |  | LAMP-000008 | LAMP, ASSEMBLY, 10KW, MFG P/N: S300478, S300431, MFG: CALGON CARBON CORPORATION | EACH | EACH | STK | 3 | 3 | 2018-09-24 08:09 | 547.01 | 516.1 | 547.01
GFM | 1607_CONTINGENCY | 6-B-16 |  | LAMP-000014 | LAMP, 24VDC, MFG P/N: 90A0138 | EACH | EACH | STK | 5 | 5 | 2018-07-24 | 2.1 | 2 | 2.1
GFM | 1607_CONTINGENCY | SW-A-08 |  | LATC-000001 | LATCH, NO CONT. BLOCKS, PLASTIC MOUNTING, MFG P/N: 800F-ALP | EACH | EACH | STK | 1 | 1 | 2018-07-25 | 6.3 | 6 | 6.3
GFM | 1607_CONTINGENCY | AWNING |  | LAUN-000001 | LAUNDERER, 14", FLOATING, (FILLED W/POLYURETHANE FOAM) | EACH | EACH | STK | 4 | 4 | 2018-07-31 | 4162.98 | 3965 | 4162.98
GFM | 1607_CONTINGENCY | SW-A-08 |  | LEAD-000002 | LEAD, WATER COOLED 20" | EACH | EACH | STK | 1 | 1 | 2018-07-25 | 686.39 | 653.75 | 686.39
GFM | 1607_CONTINGENCY | SW-A-08 |  | LEAD-000003 | LEAD, WATER COOLED 21" | EACH | EACH | STK | 1 | 1 | 2018-07-25 | 686.39 | 653.75 | 686.39
GFM | 1607_CONTINGENCY | SW-A-08 |  | LEAD-000006 | MODULE, INTEGRATED, LED, BLOCK ONLY, WHITE (QTY OF 10), MFG P/N: 800F-N5W, MFG: ALLEN BRADLEY | EACH | EACH | STK | 1 | 1 | 2018-07-25 | 36.75 | 35 | 36.75
GFM | 1607_CONTINGENCY | SW-A-08 |  | LEAD-000008 | BUTTON, ILLUMINATED, MOMENTARY, FLUSH, BLUE, PUSH, MFG P/N: 800FP-LF6PNBX22, MFG: ALLEN BRADLEY, 2 NO, 2 NC | EACH | EACH | STK | 1 | 1 | 2018-07-25 | 110.24 | 105 | 110.24
GFM | 1607_CONTINGENCY | SW-A-08 |  | LEAD-000009 | LED, 2 NO, 2 NC, ILLUMINATED, PUSH BUTTON, FLUSH, GREEN, MFG P/N: 800FP-LF3PN5GX22 | EACH | EACH | STK | 1 | 1 | 2018-07-25 | 110.24 | 105 | 110.24
GFM | 1607_CONTINGENCY | SW-A-08 |  | LEAD-000010 | LED, 2 NO, 2 NC, ILLUMATED, PUSH, BUTTON, FLUSH, WHITE, MFG P/N: 800FP-LF7PN5WX22, MFG: ALLEN BRADLEY | EACH | EACH | STK | 1 | 1 | 2018-07-25 | 110.24 | 105 | 110.24
GFM | 1607_CONTINGENCY | CONTAINER 9 |  | LID-000001 | LID, 5-1/2, DROP, (VALVE BOX COVER,HEAVY DUTY), 2.5 SKT W, MFG P/N: 06800019, MFG: EAST JORDAN IRON WORKS | EACH | EACH | STK | 14 | 14 | 2018-07-30 | 32.05 | 30.53 | 32.05
GFM | 1607_CONTINGENCY | SW-A-08 |  | LIGH-000001 | LIGHT, PRESTEST, TRANS. 120V, 50/60V, 1 HOLE MTG, NEMA 4, 4X-13, SERIES B1, MFG P/N: 10250T221N, MFG: EATON. | EACH | EACH | STK | 2 | 2 | 2017-07-14 12:38 | 200.54 | 191 | 200.54
GFM | 1607_CONTINGENCY | SW-C-07 |  | LINE-000004 | LINER, BOTTOM, PLATE, FULL, (3/4” SR METER), MFG P/N: 5080600828001, MFG: SENSUS METERING SYSTEMS | EACH | EACH | STK | 8 | 8 | 2018-10-11 16:30 | 6.54 | 6.23 | 6.54
GFM | 1607_CONTINGENCY | SW-C-07 |  | LINE-000005 | LINER, BOTTOM, PLATE, FULL, (1" SENSUS WATER METER) | EACH | EACH | STK | 8 | 8 | 2018-10-11 16:30 | 8.84 | 8.42 | 8.84
GFM | 1607_CONTINGENCY | SW-D-16 |  | LINE-000007 | LINER, SUCTION SIDE, W/ DRAIN PLUG, 2 X 2 PUMP MFG P/N: 8G23M2 MFG; McLANAHAN | EACH | EACH | STK | 2 | 2 | 2018-11-28 09:35 | 1226.55 | 1226.55 | 1226.55
GFM | 1607_CONTINGENCY | SW-D-16 |  | LINE-000008 | LINER, GLAND SIDE, 2 X 2 PUMP, RUBBER, MFG P/N: 8F23M2 MFG; McLANAHAN | EACH | EACH | STK | 2 | 2 | 2018-11-28 09:35 | 1141.91 | 1141.91 | 1141.91
GFM | 1607_CONTINGENCY | SW-A-08 |  | LOCK-000002 | NUT, LOCK, MFG P/N: 0006033, MI-040985 | EACH | EACH | STK | 4 | 4 | 2018-07-25 | 32.79 | 31.23 | 32.79
GFM | 1607_CONTINGENCY | 1-B-15 |  | LOCK-000004 | BEARING, LOCKNUT, WASHER YOEMANS CHICAGO CORP C4-1-8 N-07 | EACH | EACH | STK | 1 | 1 | 2018-07-17 | 0.18 | 0.17 | 0.18
GFM | 1607_CONTINGENCY | SW-A-08 |  | LOGG-700014 | SET, LOGGER, DATA, MULTILOG, RADCOM, MFG P/N: RDL624LF/5555 | SET | SET | STK | 1 | 1 | 2018-07-25 | 2099.86 | 2000 | 2099.86
GFM | 1607_CONTINGENCY | 9-C-1 |  | LUMB-000001 | LUMBER, 2" X 6" X 16' | BOARD FT | BOARD FT | STK | 4 | 4 | 2018-07-20 | 45.14 | 42.99 | 45.14
GFM | 1607_CONTINGENCY | 9-C-1 |  | LUMB-000002 | LUMBER, 2" X 6" X 12' | BOARD FT | BOARD FT | STK | 1 | 1 | 2018-07-20 | 43.04 | 40.99 | 43.04
GFM | 1607_CONTINGENCY | 9-C-1 |  | LUMB-000003 | LUMBER, 2" X 6" X 10' | BOARD FT | BOARD FT | STK | 3 | 3 | 2018-07-20 | 38.84 | 36.99 | 38.84
GFM | 1607_CONTINGENCY | 9-C-1 |  | LUMB-000004 | LUMBER, 3/4" X 6" X 12' | BOARD FT | BOARD FT | STK | 7 | 7 | 2018-07-20 | 11.54 | 10.99 | 11.54
GFM | 1607_CONTINGENCY | 9-C-1 |  | LUMB-000006 | LUMBER, 3/4" X 1/2" X 12' 2" | BOARD FT | BOARD FT | STK | 1 | 1 | 2018-07-20 | 12.6 | 12 | 12.6
GFM | 1607_CONTINGENCY | SW-B-08 |  | MAGN-000004 | CONTACTOR, MAGNETIC, MFG P/N: CR309FOXLB, SIZE 4, 600V, 3PL, 135A, 460-480V COIL INTERLOCKED W/1S MC | EACH | EACH | STK | 1 | 1 | 2018-07-26 | 4359.51 | 4152.18 | 4359.51
GFM | 1607_CONTINGENCY | 7-C-7 |  | MAIN-000003 | MAIN CUP, 28-1/2" X 24" PAGE | EACH | EACH | STK | 1 | 1 | 2018-07-26 | 1265.17 | 1205 | 1265.17
GFM | 1607_CONTINGENCY | SW-B-08 |  | MAIN-000004 | KIT, MAINTENANCE, PRO ASSY, CL-17, MFG P/N: 54443-01 | KIT | KIT | STK | 1 | 1 | 2018-07-26 | 284.32 | 270.8 | 284.32
GFM | 1607_CONTINGENCY | SW-B-08 |  | MAIN-000005 | MAINTENANCE KIT, CL17, MFG P/N: 5444300, MFG: HACH COMPANY | KIT | KIT | STK | 14 | 14 | 2018-07-26 | 136.49 | 158.93 | 189.64
GFM | 1607_CONTINGENCY | 1-D-14 |  | MANU-000002 | MANUAL, VALVE, MFG P/N: 250BUL, 26HO 400PSI MAX | EACH | EACH | STK | 2 | 2 | 2018-07-17 | 8.24 | 7.85 | 8.24
GFM | 1607_CONTINGENCY | CONTAINER 16 |  | MEGA-000003 | MEGALUG, 10". SERIES: 2010PV, (MECHANICAL JOINT RESTRAINT FOR PVC PIPE), MFG: EBAA IRON, INC. | EACH | EACH | STK | 2 | 2 | 2018-07-30 | 105.2 | 100.2 | 105.2
GFM | 1607_CONTINGENCY | CONTAINER 16 |  | MEGA-000005 | MEGALUG, 14". SERIES: 2014PV, (MECHANICAL JOINT RESTRAINT FOR PVC PIPE), MFG: EBAA IRON, INC. | EACH | EACH | STK | 1 | 1 | 2018-07-30 | 179.01 | 170.5 | 179.01
GFM | 1607_CONTINGENCY | CONTAINER 16 |  | MEGA-000006 | MEGALUG, 16". SERIES: 2016PV, (MECHANICAL JOINT RESTRAINT FOR PVC PIPE), MFG: EBAA IRON, INC. | EACH | EACH | STK | 3 | 3 | 2018-07-30 | 232.03 | 221 | 232.03
GFM | 1607_CONTINGENCY | CONTAINER 16 |  | MEGA-000007 | MEGALUG, 18". SERIES: 2018PV, (MECHANICAL JOINT RESTRAINT FOR PVC PIPE), MFG: EBAA IRON, INC. | EACH | EACH | STK | 1 | 1 | 2017-04-06 16:36 | 285.58 | 272 | 285.58
GFM | 1607_CONTINGENCY | CONTAINER 16 |  | MEGA-000008 | MEGALUG, 20". SERIES: 2020PV, (MECHANICAL JOINT RESTRAINT FOR PVC PIPE), MFG: EBAA IRON, INC. | EACH | EACH | STK | 4 | 4 | 2018-07-30 | 349.63 | 333 | 349.63
GFM | 1607_CONTINGENCY | CONTAINER 16 |  | MEGA-000009 | MEGALUG, 24". SERIES: 2024PV, (MECHANICAL JOINT RESTRAINT FOR PVC PIPE), MFG: EBAA IRON, INC. | EACH | EACH | STK | 2 | 2 | 2018-07-30 | 488.66 | 422.89 | 488.66
GFM | 1607_CONTINGENCY | CONTAINER 9 |  | MEGA-000010 | MEGALUG, 16, SERIES: 2011HD, UL RATED PRESSURE: 350, RATED PRESSURE: 350, (INCLUDES: 1 - SET - MJ ACCESSORY SET, SERIES: 9016EC), MFG: EBAA IRON, INC. | SET | SET | STK | 2 | 2 | 2018-07-30 | 219.61 | 244.85 | 219.61
GFM | 1607_CONTINGENCY | CONTAINER 10 |  | MEGA-000010 | MEGALUG, 16, SERIES: 2011HD, UL RATED PRESSURE: 350, RATED PRESSURE: 350, (INCLUDES: 1 - SET - MJ ACCESSORY SET, SERIES: 9016EC), MFG: EBAA IRON, INC. | SET | SET | STK | 3 | 3 | 2018-07-30 | 219.61 | 244.85 | 219.61
CAM | 1607_CONTINGENCY | 1-C-10 |  | MEGA-000011 | MEGALUG, 6" SERIES 300P MECHANICAL JOINT, MFG STARGRIP | EACH | EACH | STK | 9 | 9 | 2018-12-19 15:07 | 41.51 | 41.51 | 41.51
CAM | 1607_CONTINGENCY | 1-C-10 |  | MEGA-000012 | MEGALUG, 8" SERIES 3000P MECHANICAL JOINT MFG STARTGRIP | EACH | EACH | STK | 11 | 11 | 2018-08-29 12:55 | 56.34 | 56.34 | 56.34
CAM | 1607_CONTINGENCY | 1-C-9 |  | MEGA-000013 | MEGALUG, 10" SERIES 3000P MECHANCIAL JOINT, MFG STARGRIP | EACH | EACH | STK | 8 | 8 | 2019-03-11 08:24 | 80.49 | 80.49 | 80.49
CAM | 1607_CONTINGENCY | 1-C-9 |  | MEGA-000014 | MEGAGLUG, 12 " SERIES 3000P MECHANCIAL JOINT MFG STARGRIP | EACH | EACH | STK | 12 | 12 | 2018-07-18 | 107.9 | 107.9 | 107.9
CAM | 1607_CONTINGENCY | 1-C-12 |  | MEGA-000015 | MEGALUG, 8" SERIES 4000P MECHANCIAL JOINT MFG STARGRIP | EACH | EACH | STK | 8 | 8 | 2019-02-01 14:05 | 65.31 | 65.31 | 65.31
CAM | 1607_CONTINGENCY | 1-C-11 |  | MEGA-000016 | MEGALUG, 10" SERIES 4000P MECHANCIAL JOINT MFG STARGRIP | EACH | EACH | STK | 12 | 12 | 2018-07-18 | 112.57 | 112.57 | 112.57
CAM | 1607_CONTINGENCY | 1-C-12 |  | MEGA-000017 | MEGALUG, 6" SERIES 4000P MECHANICAL JOINT, MFG STARGRIP | EACH | EACH | STK | 12 | 12 | 2018-07-18 | 48.37 | 48.37 | 48.37
CAM | 1607_CONTINGENCY | 1-C-11 |  | MEGA-000018 | MEGALUG, 12" SERIES 4000P MECHANICAL JOINT MFG STARGRIP | EACH | EACH | STK | 12 | 12 | 2018-07-18 | 118.47 | 118.47 | 118.47
GFM | 1607_CONTINGENCY | SW-B-08 |  | METE-000003 | PANEL, REMOTE, METER, MFG P/N: U-234-1-1, MFG SEVERN TRENT | EACH | EACH | STK | 5 | 5 | 2018-07-26 | 723.4 | 689 | 723.4
GFM | 1607_CONTINGENCY | SW-B-08 |  | METE-000005 | METER, DUAL LOOP CONTROLLER ANALOG PROCESS, MFG P/N: 703590/282-8888-888550-23-00061, MFG: IMAGO, M/N: IMAGO 500 | EACH | EACH | STK | 1 | 1 | 2018-07-26 | 4714.19 | 4490 | 4714.19
GFM | 1607_CONTINGENCY | SW-B-08 |  | METE-000006 | METER, FLOW, 2-2.4GPM, 51W, 3/4 FT | EACH | EACH | STK | 1 | 1 | 2018-07-26 | 405.03 | 385.77 | 405.03
GFM | 1607_CONTINGENCY | SW-C-08 |  | METE-000012 | METER, HOUR, 480VAC, 60HZ, MFG P/N: 240311AC-AB8, MFG: YOKOGAWA | EACH | EACH | STK | 1 | 1 | 2018-11-21 10:31 | 123.37 | 117.5 | 123.37
GFM | 1607_CONTINGENCY | SW-C-08 |  | METE-000013 | METER, VACUUM, FLOW, MFG P/N: RM500C1 (B015470-1), SEVERN TRENT SERVICES | EACH | EACH | STK | 2 | 2 | 2018-07-26 | 523.92 | 499 | 523.92
GFM | 1607_CONTINGENCY | 7-A-8 | INDIGO | METE-000015 | METER, WATER, 4”. TURBO SERIES B81, MFG P/N: UM1-0007-0081, MFG: BADGERMETER, INC. | EACH | EACH | STK | 2 | 2 | 2018-07-24 | 1534.14 | 1534.14 | 1534.14
GFM | 1607_CONTINGENCY | SW-C-08 |  | MIXE-000001 | RAPID MIX TANK & MIXER (MIXER & AERATOR) MET MIXER FIXER KIT 17/47, MFG P/N: 832238PSP | EACH | EACH | STK | 1 | 1 | 2018-07-26 | 1735.54 | 1653 | 1735.54
GFM | 1607_CONTINGENCY | CONTAINER 22 |  | MIXE-000002 | MIXER W/SHAFT, 7.5HP, 84RPM, RATIO: 20.78, SERIES 10, (SHAFT P/N: 1145441 LOCATED IN CONTAINER 17), M/N: 17QP7.5, MFG P/N: 219480, MFG: LIGHTNIN | EACH | EACH | STK | 1 | 1 | 2018-07-30 | 26423.64 | 25167 | 26423.64
GFM | 1607_CONTINGENCY | CONTAINER 23 |  | MIXE-000003 | MIXER, 7.5HP, INPUT RPM: 1800, OUTPUT RPM: 25, RATIO: 70.60-1, SIZE TYPE: 3855M-PTOS, MFG: PHILADELPHIA MIXING SOLUTIONS | EACH | EACH | STK | 1 | 1 | 2018-07-30 | 14768.34 | 14066 | 14768.34
GFM | 1607_CONTINGENCY | SW-D-08 |  | MKIT-900063 | KIT, MATURATION MIXER | KIT | KIT | STK | 1 | 1 | 2018-07-26 | 4538.86 | 4323 | 4538.86
GFM | 1607_CONTINGENCY | 6-B-16 |  | MODU-000002 | MODULE, MEMORY, MICROLIGIX 1200, MFG P/N: 1762-MM1, 90Q0097, MFG: ALLEN-BRADLEY | EACH | EACH | STK | 1 | 1 | 2018-07-24 | 113.66 | 108.25 | 113.66
GFM | 1607_CONTINGENCY | SW-C-08 | GEMSSENSORS | MODU-000005 | MODULE, PLUG-IN, SOLID STATE, MODE: DIRECT, SENSITIVITY: 10K, VOLTS: 120V, STYLE: 16DM MODULE ONLY, MFG P/N: 16DMB1M0, MFG: WARRICK CONTROLS/GEMS SENSORS, INC. | EACH | EACH | STK | 2 | 2 | 2018-07-26 | 257.95 | 257.95 | 257.95
GFM | 1607_CONTINGENCY | 4-B-1 | INDIGO | MODU-000011 | MODULE, SWITCHOVER, MFG PN: SOH-100-CL2, MFG: HYDRO | EACH | EACH | STK | 3 | 3 | 2018-07-19 | 449.98 | 449.98 | 449.98
GFM | 1607_CONTINGENCY | 2-A-1 | INDIGO | MODU-000011 | MODULE, SWITCHOVER, MFG PN: SOH-100-CL2, MFG: HYDRO | EACH | EACH | STK | 1 | 1 | 2018-04-10 10:16 | 449.98 | 449.98 | 449.98
GFM | 1607_CONTINGENCY | SW-D-08 |  | MONI-000001 | MONITOR, ROTARY, PADDLE, BIN, POWER-115, MFG P/N: 1-8401-1, M/N: KA/KAX, MFG: MONITOR TECHNOLOGIES LLC | EACH | EACH | STK | 1 | 1 | 2018-07-26 | 860.94 | 820 | 860.94
GFM | 1607_CONTINGENCY | SW-D-08 |  | MONI-000002 | MONITOR, SINGLE PHASE LINE 95270-VAC MFG P/N: ICM491C | EACH | EACH | STK | 2 | 2 | 2018-07-26 | 89.24 | 85 | 89.24
GFM | 1607_CONTINGENCY | SW-D-08 |  | MONI-000003 | MONITOR, VOLT SENSING, 190-480 VAC, 30, 50/60HZ, MFG P/N: 455, MFG: MOTOR SAVER, SYMCOM | EACH | EACH | STK | 2 | 2 | 2018-07-26 | 171.04 | 176.3 | 192.14
GFM | 1607_CONTINGENCY | SW-D-08 |  | MONI-000004 | MONITOR, 3PH, 480VAC, M/N: A258B, MFG P/N: 400-00062, MFG: TIME MARK CORPORATION | EACH | EACH | STK | 1 | 1 | 2018-07-26 | 205.19 | 195.43 | 205.19
GFM | 1607_CONTINGENCY | SW-D-08 |  | MOTO-000002 | STARTER, 3 PHASE, MAGNETIC, MOTOR, 90A, 3PH, 480V, MFG P/N: 14HSK32AH | EACH | EACH | STK | 1 | 1 | 2018-07-26 | 771.7 | 735 | 771.7
GFM | 1607_CONTINGENCY | SW-D-08 |  | MOTO-000007 | STARTER, MOTOR, SIZE 0, 480/240 COIL, 3PH, 600VAC, MAX AMPS: 18, 200/230VAC-3HP, 460/575VAC-5HP, MFG P/N: 14CP32AC81, MFG: SIEMENS | EACH | EACH | STK | 3 | 3 | 2018-07-26 | 294.41 | 280.41 | 294.41
GFM | 1607_CONTINGENCY | SW-D-08 |  | MOTO-000008 | MOTOR, 1HP, 60HZ, FRAME: 56C, 1725RPM, 208-230/ 460V, 3PH, ENCL: TEFC, AMB: 40 DEGREES CELSIUS DUTY: CONT, TYPE: TF, INS: B4, SHAFT DIA: 5/8 M/N: C6T17FC2G, P/N: 110048.00, MFG: LEESON | EACH | EACH | STK | 1 | 1 | 2018-07-26 | 921.13 | 877.32 | 921.13
GFM | 1607_CONTINGENCY | 4-B-17 |  | MOTO-000010 | STARTER, NON-REVERSING, MFG P/N: A200M0CAC, MFG: CUTLER HAMMER, M/N: J, STYLE #: 6710C48G05, 110/50HZ, COIL-120/60HZ | EACH | EACH | STK | 1 | 1 | 2018-07-20 | 498.72 | 475 | 498.72
GFM | 1607_CONTINGENCY | SW-A-09 |  | MOTO-000021 | MOTOR STARTER, SIZE 3, MODEL J, 120V COIL, 60HZ, W/ OVERLOAD HEATER FH85 (3EA) | EACH | EACH | STK | 2 | 2 | 2018-07-25 | 1623.66 | 1546.44 | 1623.66
GFM | 1607_CONTINGENCY | SW-A-09 |  | MOTO-000022 | STARTER, NON-REVERSING, MFG P/N: A200M3CAC, MFG: CUTLER HAMMER, SIZE 3, STYLE: 5277C13G02, COIL 120V/60HZ, 110V/50HZ, MODEL J | EACH | EACH | STK | 3 | 3 | 2018-07-25 | 1430.42 | 1168.7 | 1023.68
GFM | 1607_CONTINGENCY | SW-B-09 |  | MOTO-000025 | MOTOR STARTER, STYLE# 6710C51G14, MODEL J, SIZE 2, 240V, 60HZ, 3PL, MFG P/N: A200M2CW, MFG: CUTLER HAMMER | EACH | EACH | STK | 1 | 1 | 2018-07-26 | 971.19 | 925 | 971.19
GFM | 1607_CONTINGENCY | 7-A-10 |  | MOTO-000040 | MOTOR, MFG P/N: VL5001A, MFG: BALDOR, 1/3HP, 115/208-203V, 60HZ, 1725RPM, FRAME 56C, ENCLOSURE XPFC | EACH | EACH | STK | 1 | 1 | 2018-07-26 | 414.15 | 394.45 | 414.15
GFM | 1607_CONTINGENCY | CONTAINER 25 |  | MOTO-000045 | MOTOR, 100HP, 60HZ, FRAME: 404TP, TYPE RU, 3PH, 1780RPM, 460V, 118AMP, ENCL: WP-1, INSUL CLASS: F, DUTY: CONT, CAT #H0100S2SLG, M/N: BF69, MFG: US ELECTRIC MOTORS | EACH | EACH | STK | 1 | 1 | 2018-07-30 | 6959.64 | 4579 | 6475.98
GFM | 1607_CONTINGENCY | 7-B-12 |  | MOTO-000055 | MOTOR, 1HP, 90V ARM, 9.6A, 1750RPM, FRAME 56C, ENCLOSURE XPFC, CDPX3545 | EACH | EACH | STK | 1 | 1 | 2019-03-11 16:02 | 2119.79 | 2018.98 | 2119.79
GFM | 1607_CONTINGENCY | 5-B-16 |  | MOTO-000057 | MOTOR, 20HP, MODEL NO 256TTDX7074, 208-230/460V, 3PH, 256JM FRAME, 1750RPM, 60HZ, M/N: 256TTDX7074ABL, MFG P/N: M331, MFG: MARATHON | EACH | EACH | STK | 1 | 1 | 2018-07-20 | 722.35 | 688 | 722.35
GFM | 1607_CONTINGENCY | 7-C-4 |  | MOTO-000058 | MOTOR, MFG P/N: 5KS284DAC6425, MFG: GE, 25HP, 1780RPM, 230/460V, FRAME: L284YP12, 60HZ, 58.2/29 AMPS, PHASE 3 | EACH | EACH | STK | 1 | 1 | 2018-07-26 | 6375.38 | 6072.18 | 6375.38
GFM | 1607_CONTINGENCY | 7-C-2 |  | MOTO-000059 | MOTOR, 25HP, 284T FRAME, 230/460V, 1765RPM, TYPE RGZP, 3PH, 60HZ, 58.6/29.3 AMPS, 18.65KW, MFG P/N: 1LA02844FP21, MFG: SIEMENS | EACH | EACH | STK | 1 | 1 | 2018-07-26 | 718.15 | 684 | 718.15
GFM | 1607_CONTINGENCY | 7-A-17 |  | MOTO-000060 | MOTOR, 25HP, 3PH, 230/460V, 37.6/18.8A, 1775RPM, FRAME 284VP12, 60HZ, TYPE KS, CODE-B, MFG: US MOTOR | EACH | EACH | STK | 1 | 1 | 2018-07-24 | 6375.38 | 6072.18 | 6375.38
GFM | 1607_CONTINGENCY | 8-D-3 |  | MOTO-000075 | MOTOR, 40HP, SUBMERSIBLE, 6, 460/380V, 30KW, 60/50HZ, 3PH, MFG P/N: 2366178125, MFG: FRANKLIN ELECTRIC | EACH | EACH | STK | 1 | 1 | 2017-04-06 16:42 | 3702.86 | 3089.14 | 3702.86
GFM | 1607_CONTINGENCY | 7-B-13 |  | MOTO-000075 | MOTOR, 40HP, SUBMERSIBLE, 6, 460/380V, 30KW, 60/50HZ, 3PH, MFG P/N: 2366178125, MFG: FRANKLIN ELECTRIC | EACH | EACH | STK | 1 | 1 | 2019-03-11 16:02 | 3702.86 | 3089.14 | 3702.86
GFM | 1607_CONTINGENCY | 7-B-14 |  | MOTO-000075 | MOTOR, 40HP, SUBMERSIBLE, 6, 460/380V, 30KW, 60/50HZ, 3PH, MFG P/N: 2366178125, MFG: FRANKLIN ELECTRIC | EACH | EACH | STK | 1 | 1 | 2019-03-11 16:02 | 3702.86 | 3089.14 | 3702.86
GFM | 1607_CONTINGENCY | 7-B-2 |  | MOTO-000091 | MOTOR, CONTROL, 3PH, SIZE 4, 100HP @ 460/575V, COIL 115-120V, 60HZ, W/ OVERLOAD HEATER J46 (1EA), MFG P/N: 505EOD/1, MFG: ALLEN BRADLEY, 135 AMPS-MAX, CONTINIOUS 600 VAC-MAX | EACH | EACH | STK | 1 | 1 | 2018-07-26 | 6785.51 | 6462.81 | 6785.51
GFM | 1607_CONTINGENCY | 7-B-2 |  | MOTO-000092 | MOTOR, CONTROL, 3PH, SIZE 4, 100HP @ 460/575V, COIL 115-120V, 60HZ, W/ OVERLOAD HEATER J71 (1EA), MFG P/N: 505EOD/2, MFG: ALLEN BRADLEY, 135 AMPS-MAX, CONTINIOUS 600 VAC-MAX | EACH | EACH | STK | 1 | 1 | 2018-07-26 | 6785.51 | 6462.81 | 6785.51
GFM | 1607_CONTINGENCY | SW-B-09 |  | MOTO-000093 | MOTOR, CONTROL, 3PL, SIZE 4, 100HP, 460/575V, COIL 115-120, 60HZ, 500F-EOD930/2 | EACH | EACH | STK | 1 | 1 | 2018-07-26 | 6785.51 | 6462.81 | 6785.51
GFM | 1607_CONTINGENCY | SW-B-09 |  | MOTO-000094 | MOTOR, CONTROL, 3PL, SIZE 4, 100HP, 460/575V, COIL 115-120, 60HZ, W/ ADAPTER & TIMER, 500F-EOD930/1 | EACH | EACH | STK | 1 | 1 | 2018-07-26 | 2054.72 | 1957 | 2054.72
GFM | 1607_CONTINGENCY | SW-E-01 |  | MOTO-000095 | MOTOR, CONTROL, SIZE 0, 3PH, 480V, MFG P/N: 512-ASB-3-6P | EACH | EACH | STK | 1 | 1 | 2018-07-26 | 2204.08 | 2099.26 | 2204.08
GFM | 1607_CONTINGENCY | SW-C-09 |  | MOTO-000100 | MOTOR, MAGNETIC DRIVE, WIPER SYSTEM, FRAME: PSSH, CAT #GPP233111, TYPE: 2318P, HP: 1/17, VOLTS: 90DC, AMPS: .65, CLASS F, MFG P/N: 153806, MFG: BALDOR INDUSTRIAL MOTOR | EACH | EACH | STK | 2 | 2 | 2018-09-24 08:14 | 439.4 | 388.22 | 439.4
GFM | 1607_CONTINGENCY | 7-C-14 |  | MOTO-000111 | MOTOR, INDUCTION, 300HP, 1780RPM, 480V, 340 AMPS | EACH | EACH | STK | 1 | 1 | 2018-07-26 | 419.97 | 400 | 419.97
GFM | 1607_CONTINGENCY | SW-C-09 |  | MOTO-000129 | MOTOR, MIXING, 115 VAC, MFG P/N: 4V0056, MFG: HACH COMPANY | EACH | EACH | STK | 1 | 1 | 2018-07-26 | 556.46 | 530 | 556.46
GFM | 1607_CONTINGENCY | 7-A-17 |  | MOTO-000131 | MOTOR, M/N: 7220-BEP, CAT #: H075V25SLG, 75.0 HP, 87.0 AMPS, 460 VOLTS, MFG: EMERSON MOTOR COMPANY | EACH | EACH | STK | 1 | 1 | 2018-07-24 | 5879.62 | 5600 | 5879.62
GFM | 1607_CONTINGENCY | 5-B-18 |  | MOTO-000136 | MOTOR, COMPRESSOR, M/N: 6DN3A3500-FSU-800, V-200, 3PH, 60HZ | EACH | EACH | STK | 1 | 1 | 2018-07-20 | 892.44 | 850 | 892.44
GFM | 1607_CONTINGENCY | 7-C-11 |  | MOTO-000137 | MOTOR, M/N: S179, CAT #: H60EIES, MFG: EMERSON MOTOR COMPANY, 230/460V, 136.0/68.0 AMPS, 60HP, 3565 RPM | EACH | EACH | STK | 1 | 1 | 2018-07-26 | 4011.17 | 3820.41 | 4011.17
GFM | 1607_CONTINGENCY | 7-C-14 |  | MOTO-000138 | MOTOR, M/N: 7335A, MFG: US MOTOR EMERSON, 230/460V, 50HP, 118.00/59.00 AMPS | EACH | EACH | STK | 1 | 1 | 2018-07-26 | 6588.32 | 6275 | 6588.32
GFM | 1607_CONTINGENCY | 4-B-17 |  | MOTO-000140 | MOTOR, MAX, MFG P/N: CR306F0, MFG: GE, 600VAC, 135A, 460-480V-60HZ, 440V-50HZ, 8-30AWG, 200LB, SIZE 4 | EACH | EACH | STK | 1 | 1 | 2018-07-20 | 1885.68 | 1796 | 1885.68
GFM | 1607_CONTINGENCY | SW-E-06 |  | MOTO-000140 | MOTOR, MAX, MFG P/N: CR306F0, MFG: GE, 600VAC, 135A, 460-480V-60HZ, 440V-50HZ, 8-30AWG, 200LB, SIZE 4 | EACH | EACH | STK | 1 | 1 | 2017-04-06 17:17 | 1885.68 | 1796 | 1885.68
GFM | 1607_CONTINGENCY | 6-C-17 |  | MOTO-000147 | MOTOR, MFG P/N: M3211T, MFG: BALDOR, 3HP, 230/460V, FRAME: 182T, 1755RPM | EACH | EACH | STK | 1 | 1 | 2019-02-21 14:31 | 355.29 | 355.29 | 355.29
GFM | 1607_CONTINGENCY | CONTAINER 6 |  | MOTO-000167 | MOTOR, 50HP, 230/460V, 114/57AMPS, 1775RPM, FRAME: 326T, 60HZ, 3PH, OPSB ENCLOSURE, MFG P/N: EM2543T, MFG: BALDOR RELIANCE | EA | EACH | STK | 1 | 1 | 2017-04-06 16:42 | 2628.44 | 2503.44 | 2628.44
GFM | 1607_CONTINGENCY | 6-C-18 | J&A ENT | MOTO-000176 | MOTOR W/O PUMP,.5HP, 230/460V, 2.4/1.2 AMPS, 3450RPM, 60HZ, 3PH, FRAME: 56J, MFG P/N: JM3460, MFG: BALDOR | EACH | EACH | STK | 2 | 2 | 2018-07-24 | 346.48 | 293.6 | 346.48
GFM | 1607_CONTINGENCY | 6-A-1 |  | MOTO-000177 | MOTOR, INDUSTRIAL, 7.5HP, 208-230/460V, 22.4-20.8/10.4 AMPS, 1735 RPM, 182TC, MFG P/N: KV4009AE2KCB698M, MFG: BALDOR RELIANCE | EACH | EACH | STK | 1 | 1 | 2018-07-24 | 3144.55 | 2995 | 3144.55
GFM | 1607_CONTINGENCY | 7-A-10 |  | MOTO-000182 | MOTOR, CAT: 1315BA, .5HP, SPEC: 34K036-2718G2, VOLTS: 190/380//208-230/460, AMPS: 2.2-1.1//2.5-2.4/1.2, 2850//3450 RPM, FRAME: 56J, HZ: 50//60, PH:3, MFG: BALDOR RELIANCE | EACH | EACH | STK | 1 | 1 | 2018-07-26 | 704.13 | 670.64 | 704.13
GFM | 1607_CONTINGENCY | 7-C-1 |  | MOTO-000184 | MOTOR, AC DC, SPEC: 07H02W280, 7.2 HP, 230/460 VOLTS, AMPS: 17.2/806, 3525 RPM, FRAME: 213T, 60 HZ, 3 PH, MFG P/N: EM3769T, MFG: BALDOR RELIANCE (SUPER-E MOTOR) | EACH | EACH | STK | 1 | 1 | 2018-11-14 09:58 | 1703.41 | 1622.4 | 1703.41
GFM | 1607_CONTINGENCY | 4-B-6 | INDIGO | MOTO-000185 | MOTOR, ¾ HP, 1800RPM, FRAME: 56CV, VOLT: 3/60/230/460, ENCLOSURE: TEFC, C-FACE, FOOTLESS, MFG P/N: T-MTR3124, MFG: STERLING ELECTRIC, INC. | EACH | EACH | STK | 1 | 1 | 2018-07-20 | 845.92 | 845.92 | 845.92
GFM | 1607_CONTINGENCY | 7-B-17 | JMI | MOTO-000186 | MOTOR, 3 PHASE, INDUCTION, HP: 7.5, AMPS: 17.7/8.85, TYPE: AEHH8P, AMB:40, VOLTS: 230/460, FRAME:213, PHASE:3 CAT NO: NP7154C, RATING: CONT., MFG P/N: NP7154C, MFG: TECO/WESTINGHOUSE MOTOR COMPANY. | EACH | EACH | STK | 1 | 1 | 2018-09-26 14:56 | 1512.93 | 1512.93 | 1512.93
GFM | 1607_CONTINGENCY | 5-B-15 | SIMI COMP | MOTO-000187 | MOTOR, RPM-1760, HZ-60, HP-20, FRAME: 256JM, VOLT-230/460,MFG PN: 256TTDX4075AB, MFG: MARATHON ELECTRIC | EACH | EACH | STK | 2 | 2 | 2018-07-20 | 1994.87 | 1994.87 | 1994.87
GFM | 1607_CONTINGENCY | 3-A-1 |  | MOTO-000188 | MOTOR, VERTICAL, 60HP, 365TP, 460VOLTS, 60HZ, 1785RPM, MFG PN: DT95, MFG: US MOTORS | EACH | EACH | STK | 2 | 2 | 2018-07-18 | 6247.1 | 6247.1 | 6247.1
GFM | 1607_CONTINGENCY | 5-A-1 |  | MOTO-000189 | MOTOR, VERTICAL, 100HP, 404TP, 450 VOLTS, 60 HZ, 1785 RPM, MFG PN: DT79, MFG: US MOTORS | EACH | EACH | STK | 2 | 2 | 2018-08-17 16:08 | 10184.34 | 10184.34 | 10184.34
GFM | 1607_CONTINGENCY | 5-C-16 |  | MOTO-000190 | 340 SS 6" SUBSERSIBLE MOTOR HIGH TEMP 50HP MFG PN:2763385 MFG WILO | EACH | EACH | STK | 1 | 1 | 2018-01-17 10:00 | 1921.69 | 1921.69 | 1921.69
CAM | 1607_CONTINGENCY | 1-C-6 |  | MOTO-000191 | 304SS 6" SUBSERIBLE MOTOR TEMP MFG PN:2763384 MFG SN: 30173829632 MFG WILO | EACH | EACH | STK | 1 | 1 | 2018-07-17 | 1539.9 | 1466.67 | 1539.9
CAM | 1607_CONTINGENCY | 1-B-4 |  | MOTO-000193 | MOTOR, 7.5HP, 230/460v,MFG PN:1LE23212AB114GA3 MFG SN:Q2-E17T3539SE 1 | EACH | EACH | STK | 2 | 2 | 2018-07-16 | 1561.04 | 1386.8 | 1561.04
CAM | 1607_CONTINGENCY | 1-B-4 |  | MOTO-000194 | MOTOR, 5HP, 230/460v, 184 TC, MFG PN: 1LE23211CB314GA3 MFG SN: Q2-G17T3538SE 19 | EACH | EACH | STK | 2 | 2 | 2018-07-16 | 1344.19 | 1180.26 | 1344.19
CAM | 1607_CONTINGENCY | 1-C-6 |  | MOTO-000195 | 304SS 6" SUBSERSIBLE MOTOR 25HP,460V PN:2763381;SN:185173527859 MFG WILO | EACH | EACH | STK | 1 | 1 | 2018-07-17 | 1221.74 | 1163.64 | 1221.74
GFM | 1607_CONTINGENCY | 5-B-2 |  | MOTO-000196 | MOTOR, VANE AXIAL 4.5 3P, 3450 RPM MFG P/N:H3510 MFG SUKUP | EACH | EACH | STK | 2 | 2 | 2018-09-14 15:35 | 498.72 | 498.72 | 498.72
GFM | 1607_CONTINGENCY | 7-B-9 |  | MOTO-000197 | MOTOR, 6", 30HP, 460V, 60HZ,3PH, DOL, HI TEMP, MFG P/N:2766160103 MFG; FRANKLIN ELECTRIC P18B4-1720 | EACH | EACH | STK | 2 | 2 | 2019-01-29 11:04 | 4316.27 | 4316.27 | 4316.27
GFM | 1607_CONTINGENCY | 7-B-9 |  | MOTO-000198 | MOTOR, SUBMERSIBLE, 6 50 HP, 460V 60HZ, 3PH, DOL, HI TEMP, MFG P/N: 2760096269 MFG; FRANKLIN ELECTRIC P18B4-1592 | EACH | EACH | STK | 2 | 2 | 2019-01-29 11:04 | 6291.19 | 6291.19 | 6291.19
GFM | 1607_CONTINGENCY | 1-A-3 |  | MOTO-300HP | MOTOR, 300HP WESTINGHOUSE 9B4389, INDUCTION MOTOR RPM 1770, M/N: TEFC, S/N: 116 | EACH | EACH | STK | 1 | 1 | 2018-07-16 | 34057.95 | 32438.24 | 34057.95
GFM | 1607_CONTINGENCY | 7-B-13 |  | MOTO-501770 | MOTOR, LESSON, 50HP, RPM 1765, 3PH, 230-460V,HZ 50/60, FRAME: 326T, M/N: T46038 | EACH | EACH | STK | 2 | 2 | 2018-07-26 | 4304.72 | 4100 | 4304.72
GFM | 1607_CONTINGENCY | 1-D-14 |  | NIPP-000001 | NIPPLE, MFG: COSMODYNE, MFG P/N: 3207215-12, 1/2 SCH40 X 1-1/2 | EACH | EACH | STK | 2 | 2 | 2018-07-17 | 0.4 | 0.38 | 0.4
GFM | 1607_CONTINGENCY | 1-D-14 |  | NIPP-000045 | NIPPLE, MFG: COSMODYNE, MFG P/N: 3207215-33, 1/4 SCH40 CS | EACH | EACH | STK | 2 | 2 | 2018-07-17 | 1.26 | 1.2 | 1.26
GFM | 1607_CONTINGENCY | 1-D-14 |  | NIPP-000046 | NIPPLE, MFG: COSMODYNE, MFG P/N: 3207215-11, 1/2" SCH 40 CS | EACH | EACH | STK | 3 | 3 | 2018-07-17 | 1.57 | 1.5 | 1.57
GFM | 1607_CONTINGENCY | SW-D-09 |  | NOZZ-000004 | NOZZLE, SPRAY, MFG: SS CO. | EACH | EACH | STK | 1 | 1 | 2018-07-26 | 31.5 | 30 | 31.5
GFM | 1607_CONTINGENCY | 1-D-14 |  | NUT-000003 | NUT, LOCK, MFG: COSMODYNE, MFG P/N: 3207215-43, 5/8-11 NC | EACH | EACH | STK | 4 | 4 | 2018-07-17 | 0.25 | 0.24 | 0.25
GFM | 1607_CONTINGENCY | 1-B-15 |  | NUT-000024 | NUT | EACH | EACH | STK | 6 | 6 | 2018-07-17 | 0.52 | 0.5 | 0.52
GFM | 1607_CONTINGENCY | 7-B-1 |  | NUT-900036 | NUT, HEX, 1-1/4 - 7" ZINC, HEAVY DUTY | EACH | EACH | STK | 42 | 42 | 2018-11-28 09:17 | 1.1 | 1.05 | 1.1
GFM | 1607_CONTINGENCY | 7-A-1 |  | NUT-900036 | NUT, HEX, 1-1/4 - 7" ZINC, HEAVY DUTY | EACH | EACH | STK | 30 | 30 | 2018-11-28 09:17 | 1.1 | 1.05 | 1.1
GFM | 1607_CONTINGENCY | 7-B-1 |  | NUT-900037 | NUT, HEX, 1-1/2 - 6" HDG, HEAVY DUTY | EACH | EACH | STK | 62 | 62 | 2018-11-28 09:17 | 1.15 | 1.1 | 1.15
GFM | 1607_CONTINGENCY | SW-D-09 |  | NUT-900040 | NUT, HEX, 3/4"-10, ASH STL, MFG P/N: 6781118C | EACH | EACH | STK | 40 | 40 | 2018-07-26 | 0.79 | 0.75 | 0.79
GFM | 1607_CONTINGENCY | 7-C-10 |  | NUT-900041 | NUT, SHAFT SLEEVE, MFG P/N: 52-229-615-001, NS1014346 | EACH | EACH | STK | 4 | 4 | 2018-07-25 | 30.41 | 712.96 | 748.56
GFM | 1607_CONTINGENCY | 7-B-2 |  | NUT-900042 | NUT, HEX, 1-1/4" | EACH | EACH | STK | 42 | 42 | 2018-11-28 09:17 | 1.1 | 1.05 | 1.1
GFM | 1607_CONTINGENCY | 4-B-13 |  | NUT-900043 | NUT, UNION, 1, PVC, MFG P/N: 4320236058, MFG: MILTON ROY | EACH | EACH | STK | 20 | 20 | 2018-11-14 09:58 | 27.31 | 20.18 | 16.59
GFM | 1607_CONTINGENCY | SW-D-09 |  | OIL-000007 | SEAL, OIL, ITEM# 105, DRIVE GEAR MOTOR RM-0134A, #11, MFG P/N: 0105260, 117989 | EACH | EACH | STK | 1 | 1 | 2018-07-26 | 192.14 | 183 | 192.14
GFM | 1607_CONTINGENCY | SW-C-14 |  | OIL-000008 | SEAL, OIL, ITEM# 105, DRIVE GEAR MOTOR RM-1034A, #10, MFG P/N: 0106321, 117988 | EACH | EACH | STK | 1 | 1 | 2018-07-26 | 71.4 | 68 | 71.4
GFM | 1607_CONTINGENCY | SW-C-14 |  | OIL-000009 | SEAL, DRIVE GEAR MOTOR, OIL, ITEM# 105, RM-1034A, #9, MFG P/N: 011541X, 117987 | EACH | EACH | STK | 1 | 1 | 2018-07-26 | 80.32 | 76.5 | 80.32
GFM | 1607_CONTINGENCY | SW-C-14 |  | OIL-000010 | SEAL, DRIVE GEAR MOTOR, OIL, ITEM# 105, RM-1034A, MOTOR SFT71/80 #106, MFG P/N: 0106062, 117993 | EACH | EACH | STK | 1 | 1 | 2018-07-26 | 7.35 | 7 | 7.35
GFM | 1607_CONTINGENCY | SW-D-09 |  | OIL-000011 | SLINGER #107, OIL, DRIVE GEAR MOTOR, ITEM# 105, RM-1034A, MOTOR DFT71/80, MFG P/N: 0116602, 117994 | EACH | EACH | STK | 1 | 1 | 2018-07-26 | 2.89 | 2.75 | 2.89
GFM | 1607_CONTINGENCY | SW-D-09 |  | OPER-000032 | OPERATOR (FURNAS), SELECTOR, 3 POS C CAM SHORT LEVER, OIL TIGHT, MFG P/N: 52SA2CAB, MFG: SIEMENS | EACH | EACH | STK | 2 | 2 | 2018-07-26 | 24.34 | 23.18 | 24.34
GFM | 1607_CONTINGENCY | 7-A-13 |  | ORIN-000003 | O-RING, (FOR BLACKMER A65EPDM PUMP), MFG P/N: 220117 | EACH | EACH | STK | 2 | 2 | 2018-04-04 | 34.65 | 33 | 34.65
GFM | 1607_CONTINGENCY | 8-A-2 |  | ORIN-000004 | O-RING, (REPLACEMENT PART), MFG P/N: 11-12 | EACH | EACH | STK | 10 | 10 | 2018-04-04 | 14.49 | 13.8 | 14.49
GFM | 1607_CONTINGENCY | 3-B-10 | INDIGO | ORIN-000016 | RING-O, MFG PN: 22650-059, MFG: BADGER | EACH | EACH | STK | 12 | 12 | 2016-12-02 13:02 | 2.79 | 2.79 | 2.79
GFM | 1607_CONTINGENCY | SW-D-09 |  | OVER-000003 | OVERLOAD PROTECTOR, W/ OVERLOAD RELAY ESP100, MFG P/N: 48BSJ3M20 | EACH | EACH | STK | 1 | 1 | 2018-07-26 | 207.89 | 198 | 207.89
GFM | 1607_CONTINGENCY | SW-D-09 |  | OVER-000011 | OVERLOAD, INPUT CURRENT, M/N: 2742, VOLTAGE RANGE 100-130VAC, 1/5AMP, 10A MAX | EACH | EACH | STK | 1 | 1 | 2018-07-26 | 251.58 | 239.62 | 251.58
GFM | 1607_CONTINGENCY | SW-D-09 |  | OVER-000012 | KIT, OVERHAUL, MFG P/N: 2589-01 | KIT | KIT | STK | 2 | 2 | 2018-07-17 | 157.49 | 150 | 157.49
GFM | 1607_CONTINGENCY | SW-D-09 |  | OVER-000013 | KIT, OVERHAUL, F16, MFG P/N: 9687-01 | KIT | KIT | STK | 1 | 1 | 2018-07-26 | 157.49 | 150 | 157.49
GFM | 1607_CONTINGENCY | SW-D-09 |  | OVER-000014 | KIT, OVERHAUL, #14, MFG P/N: 9686-01 | KIT | KIT | STK | 1 | 1 | 2018-07-26 | 157.49 | 150 | 157.49
GFM | 1607_CONTINGENCY | SW-D-09 |  | OVER-000015 | KIT, OVERHAUL, F27, MFG P/N: 9688-01, WATTS ACV NITRIL 3Q/06 | KIT | KIT | STK | 1 | 1 | 2018-07-26 | 157.49 | 150 | 157.49
GFM | 1607_CONTINGENCY | SW-A-01 |  | PACK-000001 | PACKING, GRAPHITE, MFG P/N: 0041824, 0041 | PACKAGE | PACKAGE | STK | 3 | 3 | 2018-07-12 | 11.24 | 63 | 66.15
GFM | 1607_CONTINGENCY | SW-C-16 |  | PACK-000003 | PACKING, 1.18"X.38", 6" RING, MFG PN: C00779B24-5026, MFG: XYLEM | EACH | EACH | STK | 1 | 1 | 2018-07-26 | 182.69 | 182.69 | 182.69
GFM | 1607_CONTINGENCY | 1-B-15 |  | PACK-000006 | RING, PACKING, FOR RIPER SLUDGE PUMP M/N: 71212 | EACH | EACH | STK | 14 | 14 | 2018-07-17 | 15.75 | 15 | 15.75
GFM | 1607_CONTINGENCY | SW-E-14 |  | PACK-000007 | PACKING, MFG P/N: 0041824, MI-040978, 7/16 CS, 2-1/2 X 3-3/8, MFG: AST SALES | EACH | EACH | STK | 12 | 12 | 2018-08-17 16:02 | 11.24 | 10.99 | 11.02
GFM | 1607_CONTINGENCY | 7-C-7 |  | PACK-000012 | PACKING, PISTON | SET | SET | STK | 1 | 1 | 2018-07-26 | 47.25 | 45 | 47.25
GFM | 1607_CONTINGENCY | SW-D-09 |  | PACK-000013 | PACKING CASE, GASKET, MFG P/N: X1561T8 | EACH | EACH | STK | 1 | 1 | 2018-07-26 | 14.25 | 13.57 | 14.25
GFM | 1607_CONTINGENCY | SW-D-09 |  | PACK-000016 | PACKING, 5/8, MATERIAL, TEFLON, MFG P/N: 631A-13890750, MFG: PALMETTO PACKINGS | FT | FOOT | STK | 40 | 40 | 2018-07-26 | 17.9 | 17.05 | 17.9
GFM | 1607_CONTINGENCY | SW-D-09 |  | PACK-000017 | PACKING SET, PKGSET, #4 & 6 -BB, PTFE, CAT# JB4421, MFG P/N: 3403396002, MFG: MOYNO | SET | SET | STK | 1 | 1 | 2018-07-26 | 47.25 | 45 | 47.25
GFM | 1607_CONTINGENCY | SW-A-18 |  | PAD-000005 | PAD, FILTER, MFG P/N: 22053722, MFG: INGERSOLL RAND | EACH | EACH | STK | 1 | 1 | 2017-04-06 17:49 | 46.84 | 44.12 | 45.28
GFM | 1607_CONTINGENCY | SW-D-18 |  | PAD-000005 | PAD, FILTER, MFG P/N: 22053722, MFG: INGERSOLL RAND | EACH | EACH | STK | 1 | 1 | 2017-04-06 16:12 | 46.84 | 44.12 | 45.28
CAM | 1607_CONTINGENCY | 1-B-3 |  | PAD-000008 | PADDLE; TRIANGLE (BELT SENSOR) P/N:0390509 MFG KOMLINE-SANDERSON | EACH | EACH | STK | 3 | 3 | 2018-07-16 | 96.59 | 96.59 | 96.59
CAM | 1607_CONTINGENCY | 1-B-3 |  | PAD-000009 | PADDLE; BELT SENSOR; MFG P/N: 0390255; MFG; KOMLINE-SANDERSON | EACH | EACH | STK | 4 | 4 | 2018-07-16 | 37.8 | 37.8 | 37.8
GFM | 1607_CONTINGENCY | SW-D-09 |  | PADS-000001 | PADS, THERMAL, DIODE, MFG P/N: 400-00861/AL-370-134, MFG: LOCTITE | EACH | EACH | STK | 18 | 18 | 2018-07-26 | 1.45 | 1.38 | 1.45
GFM | 1607_CONTINGENCY | SW-D-09 |  | PADS-000002 | PADS, THERMAL, SSR | EACH | EACH | STK | 2 | 2 | 2018-07-26 | 0.77 | 0.73 | 0.77
GFM | 1607_CONTINGENCY | 1-D-14 |  | PANE-000003 | BOX, INDICATOR, PANEL, MFG: GORDON PIATT | EACH | EACH | STK | 1 | 1 | 2018-07-17 | 1150.16 | 1095.46 | 1150.16
GFM | 1607_CONTINGENCY | 7-C-4 |  | PANE-000006 | STARTER, SIZE 00-1 A-F, STYLE: 39-44-177-1, MFG P/N: C799B11, MFG: CUTLER HAMMER | EACH | EACH | STK | 2 | 2 | 2019-03-11 16:02 | 201.78 | 192.18 | 201.78
GFM | 1607_CONTINGENCY | SW-D-09 |  | PB-000001 | BUTTON, NON-ILLUMINATED, EXTENDED, RED, PUSH, MFG P/N: 800FP-E4PX22, MFG: ALLEN BRADLEY, 2 NO, 2 NC | EACH | EACH | STK | 1 | 1 | 2018-07-26 | 65.1 | 62 | 65.1
GFM | 1607_CONTINGENCY | SW-D-09 |  | PB-000002 | BUTTON, NON-ILLUMINATED, FLUSH, GREEN, PUSH, MFG P/N: 800FP-F3PX22, MFG: ALLEN BRADLEY, 2 NO, 2 NC | EACH | EACH | STK | 1 | 1 | 2018-07-26 | 65.1 | 62 | 65.1
GFM | 1607_CONTINGENCY | SW-D-09 |  | PET-000001 | COCK, PET, MFG P/N: 0005650, MI-040993 | EACH | EACH | STK | 2 | 2 | 2018-07-26 | 33.73 | 32.13 | 33.73
GFM | 1607_CONTINGENCY | 7-A-9 | AMERICAN WATER WORKS INTERNATIONAL | PILO-000001 | PILOT, ALTITUDE, 4-20 SPRING RANGE, MFG PN: 301-4, MFG: SINGER VALVE | EACH | EACH | STK | 2 | 2 | 2018-07-24 | 1696.47 | 1696.47 | 1696.47
GFM | 1607_CONTINGENCY | SW-E-09 |  | PILO-000002 | PILOT, RELIEF, MFG P/N: 8280901D, CRL, 100-300H, BS, MFG: CLA-VAL | EACH | EACH | STK | 5 | 5 | 2018-07-26 | 18.9 | 18 | 18.9
GFM | 1607_CONTINGENCY | SW-F-14 |  | PIN-000001 | SET, PIN, SHEAR, 133-065A | SET | SET | STK | 10 | 10 | 2018-07-26 | 19.95 | 19 | 19.95
GFM | 1607_CONTINGENCY | SW-F-14 |  | PIN-000002 | COUPLING, SHEAR, PIN, 132-043B | EACH | EACH | STK | 1 | 1 | 2018-07-26 | 826.82 | 787.5 | 826.82
GFM | 1607_CONTINGENCY | 7-C-10 |  | PIN-000005 | PIN, WEARING, RING, MFG P/N: CP-8001-371 | EACH | EACH | STK | 8 | 8 | 2018-07-25 | 2.65 | 2.52 | 2.65
GFM | 1607_CONTINGENCY | SW-F-14 |  | PIN-000007 | PIN, ROTOR, SHAFT (DRIVE PIN), .156 X .625, TYPE: B316SS, MFG P/N: 3204069001, MFG: MOYNO | EACH | EACH | STK | 1 | 1 | 2018-07-26 | 10.5 | 10 | 10.5
GFM | 1607_CONTINGENCY | SW-D-09 |  | PIN-000008 | PIN ASSEMBLY, PISTON, MFG P/N: 32287252, MFG: INGERSOLL RAND | ASSEMBLY | ASSEMBLY | STK | 3 | 3 | 2018-07-26 | 209.61 | 199.64 | 209.61
GFM | 1607_CONTINGENCY | SW-D-09 |  | PIN-000009 | PIN, SPRING, 1/8" X 1/2", CRS, MFG P/N: 4010003031, MFG: MILTON ROY | EACH | EACH | STK | 10 | 10 | 2018-07-26 | 4.67 | 4.45 | 4.67
GFM | 1607_CONTINGENCY | YARD BLOCK 6 |  | PIPE-000002 | PIPE, 1-1/2" X 20', COPPER | EACH | EACH | STK | 6 | 6 | 2018-07-27 | 75.93 | 72.32 | 75.93
GFM | 1607_CONTINGENCY | CONTAINER 17 |  | PIPE-000008 | PIPE, 8" X 9' 6", FIBERGLASS (SPARE PART FOR 50' FLOATING LAUNDERER) | EACH | EACH | STK | 1 | 1 | 2018-07-30 | 2817.81 | 2683.8 | 2817.81
GFM | 1607_CONTINGENCY | CONTAINER 17 |  | PIPE-000009 | PIPE, 8" X 16', FIBERGLASS (SPARE PART FOR 50' FLOATING LAUNDERER) | EACH | EACH | STK | 2 | 2 | 2018-07-30 | 5009.44 | 4771.2 | 5009.44
GFM | 1607_CONTINGENCY | YARD | FRONTIER SUPPLY COMPANY | PIPE-000014 | PIPE, 1-1/2” X 20', PVC, SCH40 | EACH | EACH | STK | 19 | 19 | 2017-04-06 17:58 | 21.63 | 21.63 | 21.63
GFM | 1607_CONTINGENCY | YARD BLOCK 20 |  | PIPE-000280 | PIPE, PVC, 2", SCH80 | EACH | EACH | STK | 13 | 13 | 2018-07-30 | 75.6 | 72 | 75.6
GFM | 1607_CONTINGENCY | C5-1 |  | PIPE-000802 | PIPE, 2, PVC, PRESSURE, 1120, SCH80, 400PSI UNTHREADED, 200PSI THREADED, MFG P/N: 10020, MFG: CHARLOTTE PIPE | EACH | FOOT | STK | 80 | 80 | 2018-07-20 | 2.02 | 38.31 | 43.52
GFM | 1607_CONTINGENCY | C5-1 |  | PIPE-000803 | PIPE, 1-1/4, PVC, PRESSURE, 1120, SCH80, 520PSI UNTHREADED, 260PSI THREADED, MFG P/N: 10012, MFG: CHARLOTTE PIPE | EACH | EACH | STK | 1 | 1 | 2018-07-20 | 26.28 | 26.4 | 27.72
GFM | 1607_CONTINGENCY | W-D-1 |  | PIPE-000807 | PIPE, 1" X 20' | LENGTH | LENGTH | STK | 5 | 5 | 2018-07-20 | 78.74 | 75 | 78.74
GFM | 1607_CONTINGENCY | W-D-1 |  | PIPE-000808 | PIPE, 1-1/2" X 19' 9", METAL | LENGTH | LENGTH | STK | 1 | 1 | 2018-07-20 | 83.99 | 80 | 83.99
GFM | 1607_CONTINGENCY | YARD BLOCK 15B |  | PIPE-000824 | PIPE, 14" X 20' 5-1/2", DUCTILE IRON, MFG: ACIPCO | EACH | EACH | STK | 1 | 1 | 2018-07-30 | 708.7 | 675 | 708.7
GFM | 1607_CONTINGENCY | 9-C-1 |  | PIPE-000835 | PIPE, 1/2" X 10', GALVANIZED | EACH | EACH | STK | 1 | 1 | 2018-07-20 | 39.37 | 37.5 | 39.37
GFM | 1607_CONTINGENCY | YARD BLOCK 11A |  | PIPE-000846 | PIPE, 8" X 20' 5", DUCTILE | EACH | EACH | STK | 1 | 1 | 2018-07-30 | 368.95 | 351.4 | 368.95
GFM | 1607_CONTINGENCY | YARD |  | PIPE-000861 | PIPE, 18" X 18' 6", DUCTILE, C-53, CLFD ANSI/NSF, 61-1989, MFG: PACIFIC STATES | EACH | EACH | STK | 1 | 1 | 2017-04-06 15:48 | 1120.07 | 1066.8 | 1120.07
GFM | 1607_CONTINGENCY | W-D-2 |  | PIPE-000863 | PIPE, 3, PVC, PRESSURE, 1120, SCH80, 370PSI UNTHREADED, 190PSI THREADED, MFG P/N: 10030, MFG: CHARLOTTE PIPE | EACH | EACH | STK | 2 | 2 | 2018-07-20 | 79.24 | 75.47 | 79.24
GFM | 1607_CONTINGENCY | YARD BLOCK 7 |  | PIPE-000867 | PIPE, 10" X 20' 6-3/4", PVC, PRESSURE, C900 | EACH | EACH | STK | 2 | 2 | 2018-07-27 | 325.94 | 310.44 | 325.94
GFM | 1607_CONTINGENCY | YARD |  | PIPE-000869 | PIPE W/GASKET, 16 X 20, DUCTILE IRON, C250, (LUBRICANT STORED AT ANNEX LOCATION), MFG: PACIFIC STATES | EACH | EACH | STK | 1 | 1 | 2017-04-06 16:20 | 1296.15 | 1234.51 | 1296.15
GFM | 1607_CONTINGENCY | YARD |  | PIPE-000870 | PIPE W/GASKET, 18 X 18 6, DUCTILE IRON, C250, CLFD ANSI/NSF, 61-1989, (LUBRICANT STORED AT ANNEX LOCATION), MFG: PACIFIC STATES | EACH | EACH | STK | 1 | 1 | 2017-10-02 | 1535.77 | 1462.73 | 1535.77
GFM | 1607_CONTINGENCY | YARD |  | PIPE-000871 | PIPE W/GASKET, 20 X 17 9, DUCTILE IRON, C250, CLFD/NSF, 61-1989, (LUBRICANT STORED AT ANNEX LOCATION), MFG: PACIFIC STATES | EACH | EACH | STK | 1 | 1 | 2017-04-06 16:20 | 1739.66 | 1656.93 | 1739.66
GFM | 1607_CONTINGENCY | YARD BLOCK 11A |  | PIPE-000874 | PIPE, 8" X 17' 9", DUCTILE | EACH | EACH | STK | 1 | 1 | 2018-07-30 | 313.6 | 298.69 | 313.6
GFM | 1607_CONTINGENCY | YARD BLOCK 16B |  | PIPE-000881 | PIPE, 24" X 18' 5-1/2", DUCTILE IRON, C-52, CLFD ANSI/NSF 61-1989, MFG: MCWANE PACIFIC STATES | EACH | EACH | STK | 1 | 1 | 2018-07-30 | 2040.16 | 1943.14 | 2040.16
GFM | 1607_CONTINGENCY | YARD BLOCK 13B |  | PIPE-000882 | PIPE, 18 X 18 5-1/2, DUCTILE IRON, C-51, CLFD ANSI/NSF 61-1989, MFG: MCWANE PACIFIC STATES | EACH | EACH | STK | 3 | 3 | 2018-07-30 | 1443.25 | 1374.61 | 1443.25
GFM | 1607_CONTINGENCY | YARD BLOCK 16B |  | PIPE-000883 | PIPE, 20 X 18 5-1/2, DUCTILE IRON, MFG: MCWANE PACIFIC STATES | EACH | EACH | STK | 1 | 1 | 2018-08-17 16:02 | 1626.61 | 1549.25 | 1626.61
GFM | 1607_CONTINGENCY | YARD BLOCK 12A |  | PIPE-000884 | PIPE, 16" X 18' 5-1/2", DUCTILE IRON, MFG: MCWANE PACIFIC STATES | EACH | EACH | STK | 1 | 1 | 2018-08-17 16:02 | 1298.06 | 1236.33 | 1298.06
GFM | 1607_CONTINGENCY | YARD BLOCK 16B |  | PIPE-000885 | PIPE, 14" X 18' 5-1/2", DUCTILE IRON, MFG: MCWANE PACIFIC STATES | EACH | EACH | STK | 1 | 1 | 2018-07-30 | 1123.44 | 1070.01 | 1123.44
GFM | 1607_CONTINGENCY | 9-C-1 |  | PIPE-011240 | PIPE, 1-1/4", PVC, SCH40 | EACH | EACH | STK | 1 | 1 | 2018-07-20 | 11.55 | 11 | 11.55
GFM | 1607_CONTINGENCY | YARD BLOCK 13A |  | PIPE-041504 | PIPE, 4" X 20' 1", DUCTILE IRON, CL52, NSF6, MFG: ACIPCO | EACH | FOOT | STK | 57 | 57 | 2018-07-30 | 14.93 | 14.22 | 298.6
GFM | 1607_CONTINGENCY | YARD BLOCK 13A |  | PIPE-061504 | PIPE, 6" X 20' 5", DUCTILE IRON, CL350/CL50, MFG: ACIPCO | EACH | EACH | STK | 3 | 3 | 2018-07-30 | 258.49 | 246.2 | 258.49
GFM | 1607_CONTINGENCY | YARD BLOCK 21 |  | PIPE-080212 | PIPE, 2-1/2" X 19' 10-1/2", SCH80, PVC | EACH | EACH | STK | 1 | 1 | 2018-07-30 | 65.09 | 61.99 | 65.09
GFM | 1607_CONTINGENCY | YARD BLOCK 13A |  | PIPE-081504 | PIPE, 8" X 20' 5", DUCTILE IRON | EACH | EACH | STK | 2 | 2 | 2018-07-30 | 358.45 | 341.4 | 358.45
GFM | 1607_CONTINGENCY | YARD BLOCK 7 |  | PIPE-112015 | PIPE, 4 X 20 5, PVC, PRESSURE, 1120, CLASS 150, AWWA STANDARD C900, BELL TYPE COUPLING, DIP O.D. EQUIVALENT | EACH | EACH | STK | 3 | 3 | 2018-07-27 | 51.24 | 84 | 88.19
GFM | 1607_CONTINGENCY | C5-4 |  | PIPE-112015 | PIPE, 4 X 20 5, PVC, PRESSURE, 1120, CLASS 150, AWWA STANDARD C900, BELL TYPE COUPLING, DIP O.D. EQUIVALENT | EACH | EACH | STK | 6 | 6 | 2018-07-20 | 51.24 | 84 | 88.19
GFM | 1607_CONTINGENCY | YARD BLOCK 7 |  | PIPE-120150 | PIPE, 12 X 20 7, PVC, PRESSURE, 1120, CLASS 150, AWWA STANDARD C900, BELL TYPE COUPLING, DIP O.D. EQUIVALENT | EACH | EACH | STK | 2 | 2 | 2018-07-27 | 633.74 | 464.44 | 487.63
GFM | 1607_CONTINGENCY | C5-1 |  | PIPE-120150 | PIPE, 12 X 20 7, PVC, PRESSURE, 1120, CLASS 150, AWWA STANDARD C900, BELL TYPE COUPLING, DIP O.D. EQUIVALENT | EACH | EACH | STK | 1 | 1 | 2018-12-10 09:20 | 633.74 | 464.44 | 487.63
GFM | 1607_CONTINGENCY | YARD BLOCK 12A |  | PIPE-121512 | PIPE, 12" X 20' 5", DUCTILE IRON, CL50, MFG: ACIPCO | EACH | EACH | STK | 5 | 5 | 2018-07-30 | 605.81 | 577 | 605.81
GFM | 1607_CONTINGENCY | YARD |  | PIPE-161516 | PIPE, 16" X 20' 5-1/2", DUCTILE IRON, CL350/50, MFG: ACIPCO | EACH | EACH | STK | 1 | 1 | 2017-04-06 17:11 | 918.9 | 875.2 | 918.9
GFM | 1607_CONTINGENCY | YARD BLOCK 11B |  | PIPE-181518 | PIPE, 18" X 20' 5-1/2", DUCTILE IRON, CL52, NSF61, MFG: ACIPCO | EACH | EACH | STK | 3 | 3 | 2018-07-30 | 1225.06 | 1166.8 | 1225.06
GFM | 1607_CONTINGENCY | YARD BLOCK 11A |  | PIPE-201520 | PIPE, 20" X 20' 5-1/2", DUCTILE IRON, CL52, NSF61, MFG: ACIPCO | EACH | EACH | STK | 2 | 2 | 2018-07-30 | 1392.21 | 1326 | 1392.21
GFM | 1607_CONTINGENCY | YARD BLOCK 12B |  | PIPE-241524 | PIPE, 24" X 20' 5-1/2", CL52, MFG: ACIPCO | EACH | EACH | STK | 5 | 5 | 2018-07-30 | 177.02 | 168.6 | 177.02
GFM | 1607_CONTINGENCY | YARD |  | PIPE-612015 | PIPE, 6, PVC, PRESSURE, 1120, CLASS 150, AWWA STANDARD C900, BELL TYPE COUPLING, DIP O.D. EQUIVALENT, MFG: VINYLTECH | EACH | FOOT | STK | 20 | 20 | 2018-07-31 | 11.62 | 139.31 | 136.43
GFM | 1607_CONTINGENCY | SW-E-09 |  | PIST-000002 | PISTON, MACHINE, MFG P/N: 32287146, MFG: INGERSOLL RAND | EACH | EACH | STK | 4 | 4 | 2018-07-26 | 71.62 | 68.21 | 71.62
GFM | 1607_CONTINGENCY | SW-D-09 |  | PLAT-000001 | PLATE, UNLOADER, MFG P/N: 54394010, MFG: INGERSOLL RAND | EACH | EACH | STK | 4 | 4 | 2018-09-26 14:56 | 30.15 | 30.15 | 30.15
GFM | 1607_CONTINGENCY | 7-A-13 |  | PLAT-000003 | PLATE ASSEMBLY, VALVE, 0L25, MFG P/N: 22417711, MFG: INGERSOLL RAND | ASSEMBLY | ASSEMBLY | STK | 4 | 4 | 2018-07-24 | 942.8 | 920.38 | 942.8
GFM | 1607_CONTINGENCY | 7-C-7 |  | PLAT-000007 | PLATE, MAIN, CUP | EACH | EACH | STK | 2 | 2 | 2018-07-26 | 1076.18 | 1025 | 1076.18
GFM | 1607_CONTINGENCY | SW-E-09 |  | PLAT-000014 | PLATE, GASKET, PORT, MFG P/N: 8165D1P5 | EACH | EACH | STK | 1 | 1 | 2018-07-26 | 98.55 | 93.86 | 98.55
GFM | 1607_CONTINGENCY | SW-C-15 |  | PLAT-000016 | PLATE, 10", WATER METER, COVER, (FOR MODEL W3500DR) MFG P/N: 27109, MFG: SENSUS WATER SYSTEMS | EACH | EACH | STK | 1 | 1 | 2018-07-26 | 442.37 | 421.33 | 442.37
GFM | 1607_CONTINGENCY | SW-C-15 |  | PLAT-000017 | PLATE, 4, WATER METER, COVER, (FOR MODEL W1000DR) MFG P/N: 510605308001, MFG: SENSUS METERING SYSTEMS | EACH | EACH | STK | 2 | 2 | 2018-07-26 | 162.11 | 154.4 | 162.11
GFM | 1607_CONTINGENCY | SW-C-15 |  | PLAT-000018 | PLATE, 1-1/2 – 2, WATER METER, COVER, (FOR MODEL W120DR) MFG P/N: 32302, MFG: SENSUS METERING SYSTEMS | EACH | EACH | STK | 4 | 4 | 2018-07-26 | 103.17 | 98.26 | 103.17
GFM | 1607_CONTINGENCY | SW-C-15 |  | PLAT-000019 | PLATE, 3, WATER METER, COVER, (FOR MODEL W350DR) MFG P/N: 519-14-05306001, MFG: SENSUS METERING SYSTEMS | EACH | EACH | STK | 2 | 2 | 2018-07-26 | 125.29 | 119.33 | 125.29
GFM | 1607_CONTINGENCY | SW-C-15 |  | PLAT-000020 | PLATE, 6, WATER METER, COVER, (FOR MODEL W2000DR) MFG P/N: 539-0605306702, MFG: SENSUS METERING SYSTEMS | EACH | EACH | STK | 1 | 1 | 2018-07-26 | 177.08 | 168.66 | 177.08
GFM | 1607_CONTINGENCY | SW-E-09 |  | PLUG-000010 | PLUG, RATING, MFG P/N: 8MC800, MFG: CUTLER HAMMER, STYLE: 2601D39G14 | EACH | EACH | STK | 1 | 1 | 2018-07-26 | 139.12 | 132.5 | 139.12
GFM | 1607_CONTINGENCY | SW-F-09 |  | PLUG-000011 | PLUG, METER, MFG P/N: M-175, MFG: SEVERN TRENT SERVICES | EACH | EACH | STK | 100 | 100 | 2018-07-26 | 37.41 | 31.75 | 25.2
GFM | 1607_CONTINGENCY | SW-F-09 |  | PLUT-000001 | PLUG, METER, INLET, MFG P/N: U-219, MFG: SEVERN TRENT SERVICES | EACH | EACH | STK | 20 | 20 | 2018-07-26 | 55.12 | 70.72 | 61.95
GFM | 1607_CONTINGENCY | SW-F-09 |  | POWE-000001 | POWER SUPPLY, INPUT VOLTS: 115/230, OUTPUT VOLTS: 24, OUTPUT CURRENT: 3.8: CAT. NO.:SDP4-24-100LT, MFG P/N: A273-063, MFG: EGS ELECTRICAL GROUP/SOLA HEVI-DUTY | EACH | EACH | STK | 24 | 24 | 2018-08-17 16:08 | 148.26 | 167.68 | 148.26
GFM | 1607_CONTINGENCY | SW-G-09 |  | POWE-000002 | POWER SUPPLY, CONTROL, 24V @ 6.5A | EACH | EACH | STK | 1 | 1 | 2018-07-26 | 123.37 | 117.5 | 123.37
GFM | 1607_CONTINGENCY | SW-G-09 |  | PROB-000001 | PROBE, CONDUCTIVITY, ELECTRODELESS, MFG P/N: 871EC-SP0-3, MFG: FOXBORO | EACH | EACH | STK | 3 | 3 | 2018-07-26 | 1627.39 | 1550 | 1627.39
GFM | 1607_CONTINGENCY | SW-G-09 |  | PROB-000002 | PROBE, UV, 0-500 W/M2, 30 DEG MFG P/N: 350326, MFG: IL METRONIC SENSORTECHNIK | EACH | EACH | STK | 3 | 3 | 2018-07-26 | 1259.92 | 1200 | 1259.92
GFM | 1607_CONTINGENCY | 7-B-11 | INDIGO | PROB-000003 | PROBE, ASSEMBLY, MFG PN: PHE-250, MFG: HYDRO | EACH | EACH | STK | 2 | 2 | 2018-11-14 09:58 | 324.43 | 324.43 | 324.43
GFM | 1607_CONTINGENCY | SW-E-14 |  | PROP-000001 | PROPELLER, W/SHAFT AND PIN, (FOR 6 SRH COMPOUND METER), MFG P/N: 57118-239-48001, MFG: SENSUS METERING SYSTEMS | EACH | EACH | STK | 3 | 3 | 2018-07-26 | 415.75 | 395.98 | 415.75
GFM | 1607_CONTINGENCY | SW-E-14 |  | PROP-000002 | PROPELLER, W/SHAFT AND PIN, (FOR 4 SRH COMPOUND METER), MFG P/N: 51316-239-39001, MFG: SENSUS METERING SYSTEMS | EACH | EACH | STK | 3 | 3 | 2018-07-26 | 376.85 | 358.93 | 376.85
GFM | 1607_CONTINGENCY | 5-B-6 |  | PUMP-000006 | PUMP W/MOTOR, MACROY G, 213 GPH, 50 PSI, (MOTOR SPECS: NO. S., B2984375, CLASS: 1, GROUP: C.D. CLASS: II, GROUP: F.G., OPERATIONAL TEMPERATURE CODE: T3C, 60 HZ, 208-230/460V, 1 HP, 1725 RPM, 3.4-3.6/1.8 FLA, 50 HZ, 190/380V, ¾ HP, 1425 RPM, 3.4/1.7 FLA, SF 1.0/1.0, CODE – L, INS-B3,), INCLUDES: 3 EA. – OIL, MOTOR (STORED AT ANNEX) | EACH | EACH | STK | 1 | 1 | 2018-09-26 14:56 | 9655.04 | 9655.04 | 9655.04
GFM | 1607_CONTINGENCY | SW-G-09 |  | PUMP-000008 | SWITCH, SELECTOR, MFG P/N: 10250T22KB, MFG: CUTLER HAMMER, 3 POS-BLACK KNOB, W/3 NO-2NC CB, MFG P/N: 10250T22KB | EACH | EACH | STK | 1 | 1 | 2018-07-26 | 92.92 | 88.5 | 92.92
GFM | 1607_CONTINGENCY | SW-G-09 |  | PUMP-000012 | PUMP, 300ML/MIN, 5MM C50, HC100, 301-00210, K11065 | EACH | EACH | STK | 1 | 1 | 2018-07-26 | 1112.93 | 1060 | 1112.93
GFM | 1607_CONTINGENCY | 8-D-3 |  | PUMP-000018 | PUMP, GOULDS, SUMERSIBLE, 3450RPM, 20 STAGES, 40HP, 200GPM, 560 TDH, 4 IN. DISCHARGE, MFG P/N: 5TLC04064CTB, MFG: WESTERN HYDRO CORPORATION | EACH | EACH | STK | 1 | 1 | 2018-07-26 | 13117.9 | 12494.05 | 13117.9
GFM | 1607_CONTINGENCY | 8-D-3 |  | PUMP-000024 | PUMP, TURBINE, 12 STAGE, 3NPT, 6", MFG P/N: 6TP40-225, MFG: BERKELEY PUMPS, MTR BRK | EACH | EACH | STK | 1 | 1 | 2018-07-26 | 2494.64 | 2376 | 2494.64
GFM | 1607_CONTINGENCY | 1-B-15 |  | PUMP-000031 | PUMP, SLUDGE, SHAFT 2" X 14" | EACH | EACH | STK | 1 | 1 | 2018-07-17 | 167.71 | 159.73 | 167.71
GFM | 1607_CONTINGENCY | SW-G-09 |  | PUMP-000033 | PUMP RELAY, ALARM/AUXILARY, 20A, 24VCD | EACH | EACH | STK | 1 | 1 | 2018-07-26 | 35.7 | 34 | 35.7
GFM | 1607_CONTINGENCY | 8-D-3 |  | PUMP-000040 | PUMP, SUBMERSIBLE, TURBINE, 16 STAGE, 50HP, GPM: 145-275, MFG P/N: 5THC05064CTB, MFG: ITT INDUSTRIES | EACH | EACH | STK | 1 | 1 | 2018-07-26 | 3094.49 | 2947.32 | 3094.49
GFM | 1607_CONTINGENCY | SW-G-09 |  | PUMP-000045 | PUMP ASSY, M/N: BC3CMD, MFG: MARCH PUMPS, 60HZ, 115V, 1/15HP, 10GPM | EACH | EACH | STK | 2 | 2 | 2018-07-26 | 383.38 | 365.15 | 383.38
GFM | 1607_CONTINGENCY | 4-C-17 |  | PUMP-000046 | PUMP W/MOTOR, 1HP, 3484RPM, 60HZ, M/N: A96083208, MFG P/N: CR3-6, MFG: GRUNDFOS | EACH | EACH | STK | 1 | 1 | 2018-07-20 | 984.24 | 1077.22 | 984.24
GFM | 1607_CONTINGENCY | 6-B-15 |  | PUMP-000048 | PUMP ASSEMBLY, DRY GLAND, 2X2, LPT PUMP, M/N: LPTIIIR, MFG P/N: 09100002001, MFG: MCLANAHAN CORPORATION | EACH | EACH | STK | 1 | 1 | 2018-09-17 | 7598.14 | 7598.14 | 7598.14
GFM | 1607_CONTINGENCY | AWNING |  | PUMP-000050 | PUMP W/MOTOR, WASTEWATER, VERTICAL, (WET PIT PUMP), TYPE NPT, DISCHARGE SIZE: 1.50, IMPELLER: 500 IRON, SO #: 497-659 G09, MFG P/N: W-1307-11, MFG: WEIL MOTOR INFO – 3/4HP, 115/208-230V, 1725RPM, FRAME: 56C, 60HZ, 1PH, CAT #110308.00, MFG P/N: G09BA6C17FC8L, MFG: LEESON | EA | EACH | STK | 2 | 2 | 2018-07-31 | 4803.89 | 4575.43 | 4803.89
GFM | 1607_CONTINGENCY | BW FLOOR |  | PUMP-000053 | PUMP, SUBMERSIBLE, TURBINE, 12 STAGE, 6 MOTOR BRACKET, 3 DISCH., MFG P/N: 240SR40F6A-1263, MFG: FRANKLIN ELECTRIC | EA | EACH | STK | 1 | 1 | 2017-06-29 08:43 | 1962.34 | 2556.93 | 1962.34
GFM | 1607_CONTINGENCY | 5-C-20 |  | PUMP-000053 | PUMP, SUBMERSIBLE, TURBINE, 12 STAGE, 6 MOTOR BRACKET, 3 DISCH., MFG P/N: 240SR40F6A-1263, MFG: FRANKLIN ELECTRIC | EA | EACH | STK | 1 | 1 | 2019-03-11 16:02 | 1962.34 | 2556.93 | 1962.34
GFM | 1607_CONTINGENCY | 4-B-13 |  | PUMP-000054 | PUMP, (FOR CAUSTIC SODA), 38.1 GEAR RATIO, 26GPH@150PSI, 27GPH@100PSI, MFG P/N: RB1238FRSESEALNN, MFG: MILTON ROY | EACH | EACH | STK | 1 | 1 | 2018-11-14 09:58 | 3468.98 | 3304 | 3468.98
GFM | 1607_CONTINGENCY | SW-G-09 |  | PUMP-000059 | PUMP ASSEMBLY, (MARCH MAG-DR PUMP), 115V, 2.2AMPS, 50/60HZ, M/N: LC-5C-MD, MFG P/N: 0150-0004-0500, MFG: MARCH MFG., INC./RYAN HERCO FLOW SOLUTIONS | ASSEMBLY | EACH | STK | 7 | 7 | 2018-07-12 | 1102.43 | 843.63 | 1102.43
GFM | 1607_CONTINGENCY | 5-C-20 | MARDIAN EQUI | PUMP-000062 | PUMP, SUBMERSIBLE, 40HP, 230 GPM, 3 NPT DISCHARGE, MFG M/N: WS230400L, MFG: WEBTROL | EACH | EACH | STK | 1 | 1 | 2019-03-11 16:02 | 2425.19 | 2425.19 | 2425.19
GFM | 1607_CONTINGENCY | SW-G-09 | FRONTIER SUPPLY COMPANY | PUMP-000064 | PUMP, JET, 3” NPT, 316SST, M/N: LH-24SSCNTNT-01, MFG P/N: 7000171658, MFG: PENBERTHY | EACH | EACH | STK | 1 | 1 | 2018-07-26 | 3820.39 | 3820.39 | 3820.39
GFM | 1607_CONTINGENCY | 6-B-7 | JMI | PUMP-000067 | PUMP, EFFLUENT, SUBMERIBLE, MODEL: WE1512HH, MAX AMPS: 15.5, 60 HZ SINGLE PHASE, HP: 1.5, RPM:3450, VOLTS: 230, 2 DISCHARGE SIZE, SN:K1215202, MFG P/N: 3855, MFG: GOULDS PUMPS | EACH | EACH | STK | 1 | 1 | 2018-09-26 14:56 | 1538.71 | 1538.71 | 1538.71
GFM | 1607_CONTINGENCY | 5-B-6 | JMI | PUMP-000073 | PUMP, SEWAGE, ABS W/PEDESTAL, FIXING BRACKETS, SS SCREWS, 460/230/3/60, 2.6HP, SN: 00369061, 4 SUCTION, 3 DISCHARGE, 328GPM@20.0 FT, MFG:SULZER | EACH | EACH | STK | 1 | 1 | 2018-07-20 | 5197.16 | 5197.16 | 5197.16
GFM | 1607_CONTINGENCY | 7-B-14 |  | PUMP-000076 | PUMP, SHAFT, 1.68"X1.18", 113.38" LG, MFG PN:B03353BMDG-2227, MFG: XYLEM | EACH | EACH | STK | 1 | 1 | 2018-07-17 | 5023.92 | 5023.92 | 5023.92
GFM | 1607_CONTINGENCY | 1-B-5 | KOMLINE | PUMP-000077 | PUMP, WASH, WATER SSH, 1X2-8, 7 3/8 DIA., MFG PN: 10SHFRM2D0-H11A32E5BE2S, MFG: GOULDS W / MOTOR | EACH | EACH | STK | 2 | 2 | 2018-08-17 14:20 | 5291.66 | 5291.66 | 5291.66
GFM | 1607_CONTINGENCY | 6-B-11 | FRONTIER | PUMP-000078 | PUMP, HAND, PLASTIC, MFG: EFFICIENCY PRODUCTION INC. | EACH | EACH | STK | 2 | 2 | 2018-07-23 | 1395.22 | 1395.22 | 1395.22
GFM | 1607_CONTINGENCY | 4-B-13 | INDIGO | PUMP-000081 | PUMP, MACROY"G" UNIT ASSY, 0.75KW, 208GPH, 50PSI MFG PN: G76X8PM441NFN, MFG: MILTON ROY | EACH | EACH | STK | 1 | 1 | 2018-08-07 08:07 | 6983.55 | 6983.55 | 6983.55
GFM | 1607_CONTINGENCY | 1-C-3 |  | PUMP-000082 | 6" SPI 6.230-13.400 PUMP END MFG PN:2769834 MFG WILO | EACH | EACH | STK | 1 | 1 | 2018-04-04 | 1539.9 | 1466.67 | 1539.9
GFM | 1607_CONTINGENCY | 4-C-12 |  | PUMP-000082 | 6" SPI 6.230-13.400 PUMP END MFG PN:2769834 MFG WILO | EACH | EACH | STK | 1 | 1 | 2018-01-17 10:00 | 1539.9 | 1466.67 | 1539.9
CAM | 1607_CONTINGENCY | 1-C-6 |  | PUMP-000082 | 6" SPI 6.230-13.400 PUMP END MFG PN:2769834 MFG WILO | EACH | EACH | STK | 1 | 1 | 2018-07-17 | 1539.9 | 1466.67 | 1539.9
GFM | 1607_CONTINGENCY | 5-C-19 |  | PUMP-000086 | PUMP, STS 5 200GPM@430' , 30HP, 13 STAGES, 4 DISCHARGE MFG P/N: 220STS30D5A MFG; FRANKLIN ELECTRIC P18B4-1720 | EACH | EACH | STK | 2 | 2 | 2018-12-11 08:50 | 3447.98 | 3447.98 | 3447.98
GFM | 1607_CONTINGENCY | 5-C-19 |  | PUMP-000087 | PUMP, SUBMERSIBLE, 6 200 GPM@590' , 40 HP, 14 STAGES, DISCHARGE 3 MFG P/N:250SR40F66 MFG; FRANKLIN ELCTRIC P18B4-1592 | EACH | EACH | STK | 2 | 2 | 2018-12-11 08:50 | 3150.85 | 3150.85 | 3150.85
GFM | 1607_CONTINGENCY | 5-A-1 |  | PUMP-000088 | PUMP, TURBINE, 450GPM@650' , W/ 100 HP MOTOR, MFG P/N: 11WALC-11 MFG; BELL & GOSSET P18B4-1589 | EACH | EACH | STK | 1 | 1 | 2018-12-11 08:50 | 36170.16 | 36170.16 | 36170.16
GFM | 1607_CONTINGENCY | 6-C-11 |  | PUMP-000089 | PUMP, MULTISTAGE, CR13-10, 208/230/460V, 3PH, MFG P/N:96083216 MFG; GRUNDFOS P18B4-2367 | EACH | EACH | STK | 2 | 2 | 2018-12-31 09:43 | 2110.29 | 2110.29 | 2110.29
GFM | 1607_CONTINGENCY | BW FLOOR |  | PUMP-SUB6 | MOTOR, SUBMERSIBLE, 6", 40HP | EACH | EACH | STK | 1 | 1 | 2018-06-25 | 157.49 | 153.75 | 157.49
GFM | 1607_CONTINGENCY | SW-G-09 |  | QUAR-000001 | ADAPTER, QUARTZ, SEAL, 40MM, MFG P/N: S300621, MFG: CALGON CARBON CORPORATION | EACH | EACH | STK | 8 | 8 | 2018-08-17 16:02 | 88.93 | 85.33 | 89.59
GFM | 1607_CONTINGENCY | 6-B-16 |  | RACK-000003 | RACK, GEAR, MFG P/N: 03Q0229, MFG: KOMLINE-SANDERSON | EACH | EACH | STK | 2 | 2 | 2018-07-24 | 93.44 | 89 | 93.44
GFM | 1607_CONTINGENCY | SW-A-10 |  | READ-000001 | READER, SUBMONITOR, D3, MFG P/N: 5850011100, MFG: FRANKLIN ELECTRIC | EA | EACH | STK | 4 | 4 | 2018-08-17 16:08 | 431.17 | 296.35 | 431.17
GFM | 1607_CONTINGENCY | SW-A-10 |  | RECO-000001 | KIT, RECORDER, CIRCULAR, CHART, (CARD, ANALOG, INPUT), MFG P/N: DR4500A, 30756141-602, MFG: HONEYWELL | KIT | KIT | STK | 1 | 1 | 2018-04-04 | 1616.9 | 1540 | 1616.9
GFM | 1607_CONTINGENCY | 1-B-15 |  | REDU-000007 | REDUCER, 4-1/2", HYDRANT, STEM | EACH | EACH | STK | 6 | 6 | 2018-07-17 | 63 | 60 | 63
GFM | 1607_CONTINGENCY | 7-A-13 |  | REDU-000008 | REDUCER, GEARMOTOR AND GEAR, MFG P/N: DFT80K4C-KS, 230YY/460Y VOLTS, 2.90/1.45 AMPS, 75HP, 60HZ | EACH | EACH | STK | 2 | 2 | 2018-07-24 | 55.12 | 55.12 | 55.12
GFM | 1607_CONTINGENCY | 7-A-14 |  | REDU-000009 | REDUCER, OIL SEAL, DRIVE GEAR, MFG P/N: 5460 | EACH | EACH | STK | 1 | 1 | 2017-10-19 | 31.43 | 29.94 | 31.43
GFM | 1607_CONTINGENCY | SW-A-10 | JMI | REDU-000010 | REDUCER, RDCR, BL, P, 3/4 X 3/8, BRZ MFG P/N: 6765611G, MFG: SCI | EACH | EACH | STK | 6 | 6 | 2018-07-25 | 376.4 | 358.5 | 376.4
GFM | 1607_CONTINGENCY | SW-A-10 |  | REDU-000012 | REDUCER, 1-1/4” X 1”, BUSHING, PVC, SCH80, MFG P/N: 34240, MFG: DURA USA | EACH | EACH | STK | 18 | 18 | 2018-07-25 | 2.27 | 2.16 | 2.27
GFM | 1607_CONTINGENCY | SW-A-10 |  | REDU-000015 | REDUCER, 2-1/2" X 1-1/2", BUSHING, PVC, SCH80, MFG: IPEX | EACH | EACH | STK | 19 | 19 | 2018-07-25 | 7.72 | 6.71 | 6.93
GFM | 1607_CONTINGENCY | SW-A-10 |  | REDU-000016 | REDUCER, 2" X 1", BUSHING, PVC, SCH80, MFG P/N: 302208, MFG: IPEX | EACH | EACH | STK | 16 | 16 | 2018-07-25 | 5.26 | 4.52 | 4
GFM | 1607_CONTINGENCY | SW-A-10 |  | REDU-000017 | REDUCER, 2" X 1-1/4", BUSHING, PVC, SCH80, MFG P/N: 30224, MFG: IPEX | EACH | EACH | STK | 18 | 18 | 2018-07-25 | 7.27 | 5.45 | 4
GFM | 1607_CONTINGENCY | SW-A-10 |  | REDU-000018 | REDUCER, 2" X 1-1/2", BUSHING, PVC, SCH80, MFG P/N: 302218, MFG: IPEX | EACH | EACH | STK | 4 | 4 | 2018-07-25 | 4.5 | 4.18 | 4
GFM | 1607_CONTINGENCY | SW-A-10 |  | REDU-000020 | REDUCER, 2-1/2" X 1", GALVANIZED, BUSHING, MFG P/N: 6206385 | EACH | EACH | STK | 10 | 10 | 2018-07-25 | 14.89 | 14.18 | 14.89
GFM | 1607_CONTINGENCY | SW-B-10 |  | REDU-000021 | REDUCER, 2-1/2" X 1-1/4", GALVANIZED, BUSHING, MFG P/N: 6353788 | EACH | EACH | STK | 10 | 10 | 2018-07-26 | 14.89 | 14.18 | 14.89
GFM | 1607_CONTINGENCY | SW-B-10 |  | REDU-000022 | REDUCER, 1-1/2" X 1-1/4", BUSHING, PVC, SCH80, MFG: CHARLOTTE | EACH | EACH | STK | 12 | 12 | 2018-07-26 | 5.47 | 5.21 | 5.47
GFM | 1607_CONTINGENCY | SW-B-10 |  | REDU-000023 | REDUCER, 2" X 1", BUSHING, PVC, SCH80, MFG: LASCO | EACH | EACH | STK | 2 | 2 | 2018-08-17 16:02 | 4 | 3.81 | 4
GFM | 1607_CONTINGENCY | SW-B-10 |  | REDU-000024 | REDUCER, 2" X 1", BUSHING, PVC, SCH80, MFG: GSR | EACH | EACH | STK | 1 | 1 | 2018-04-04 | 4 | 3.81 | 4
GFM | 1607_CONTINGENCY | SW-B-10 |  | REDU-000025 | REDUCER, 1-1/2" X 1", BUSHING, PVC, SCH80, MFG P/N: 036612, MFG: IPEX | EACH | EACH | STK | 15 | 15 | 2018-07-26 | 2.79 | 2.66 | 2.79
GFM | 1607_CONTINGENCY | SW-B-10 |  | REDU-000026 | REDUCER, 2" X 1-1/4", BUSHING, PVC, SCH80, MFG: CHARLOTTE | EACH | EACH | STK | 1 | 1 | 2018-07-26 | 4 | 3.81 | 4
GFM | 1607_CONTINGENCY | SW-B-10 |  | REDU-000027 | REDUCER, 2" X 1-1/2", BUSHING, PVC, SCH80, MFG: NIBCO-CHEMTROL | EACH | EACH | STK | 7 | 7 | 2018-07-26 | 4 | 3.81 | 4
GFM | 1607_CONTINGENCY | SW-B-10 |  | REDU-000028 | REDUCER, 1-1/2" X 1-1/4", BUSHING, PVC, SCH80, MFG P/N: 036613, MFG: IPEX | EACH | EACH | STK | 10 | 10 | 2018-07-26 | 2.79 | 2.66 | 2.79
GFM | 1607_CONTINGENCY | SW-B-10 |  | REDU-000029 | REDUCER, 2-1/2" X 1-1/4", BUSHING, PVC, SCH80, MFG P/N: 036620, MFG: IPEX | EACH | EACH | STK | 10 | 10 | 2018-07-26 | 6.93 | 6.6 | 6.93
GFM | 1607_CONTINGENCY | SW-B-10 |  | REDU-000030 | REDUCER, 3" X 2", BUSHING, PVC, SCH80, MFG P/N: 036625, MFG: IPEX | EACH | EACH | STK | 6 | 6 | 2019-01-28 14:00 | 10.99 | 10.47 | 10.99
GFM | 1607_CONTINGENCY | SW-B-10 |  | REDU-000031 | REDUCER, 1" X 3/4", BUSHING, PVC, SCH80, MFG: IPEX | EACH | EACH | STK | 8 | 8 | 2018-07-26 | 1.68 | 1.6 | 1.68
GFM | 1607_CONTINGENCY | SW-B-10 |  | REDU-000032 | REDUCER, 2-1/2" X 2", BUSHING, PVC, SCH80, MFG P/N: 036622, MFG: IPEX | EACH | EACH | STK | 7 | 7 | 2019-01-28 13:58 | 6.93 | 6.6 | 6.93
GFM | 1607_CONTINGENCY | SW-C-10 |  | REDU-000033 | REDUCER, 2-1/2" X 1-1/2", BUSHING, PVC, SCH80, MFG: CHARLOTTE | EACH | EACH | STK | 2 | 2 | 2018-07-26 | 6.93 | 6.6 | 6.93
GFM | 1607_CONTINGENCY | SW-C-10 |  | REDU-000034 | REDUCER, 2-1/2" X 1-1/2", BUSHING, PVC, SCH80, MFG: SPEARS | EACH | EACH | STK | 1 | 1 | 2018-07-17 | 6.93 | 6.6 | 6.93
GFM | 1607_CONTINGENCY | SW-B-10 |  | REDU-000035 | REDUCER, 1-1/2" X 1-1/4", BUSHING, PVC, SCH80, MFG: LASCO | EACH | EACH | STK | 1 | 1 | 2017-07-14 12:23 | 5.47 | 5.21 | 5.47
GFM | 1607_CONTINGENCY | SW-C-10 |  | REGULATOR, VOLTAGE | REDUCER, 2-1/2" X 1-1/2", GALVANIZED, BUSHING | EACH | EACH | STK | 10 | 10 | 2018-07-26 | 14.07 | 14.07 | 14.07
GFM | 1607_CONTINGENCY | SW-C-10 |  | REDU-000037 | REDUCER, 1-1/2" X 1", BUSHING, PVC, SCH80, MFG: LASCO | EACH | EACH | STK | 11 | 11 | 2018-08-17 16:08 | 4.71 | 4.71 | 4.71
GFM | 1607_CONTINGENCY | SW-C-10 |  | REDU-000038 | REDUCER, 1-1/2" X 1", BUSHING, PVC, SCH80, MFG: SPEARS | EACH | EACH | STK | 8 | 8 | 2018-07-26 | 4.49 | 4.28 | 4.49
GFM | 1607_CONTINGENCY | SW-A-17 |  | REDU-000039 | REDUCER, WORM, INPUT HP: 1.293HP, MOTOR FRAME: AA, RATIO-20, M/N: 1206WUM2A, MFG P/N: 47065531010, MFG: FALK | EACH | EACH | STK | 2 | 2 | 2018-07-25 | 711.85 | 678 | 711.85
GFM | 1607_CONTINGENCY | SW-B-02 |  | REGI-000001 | REGISTER, COMPOUND, WATER METER, 4" - 6", MFG P/N: 5701653731001, MFG: SENSUS METERING SYSTEMS | EACH | EACH | STK | 3 | 3 | 2018-10-11 16:30 | 104.86 | 99.87 | 104.86
GFM | 1607_CONTINGENCY | SW-C-10 |  | REGU-000001 | REGULATOR, 1/4", NPT-105, MFG P/N: 34225266, A661395, MFG: JOUCOMATIC | EACH | EACH | STK | 1 | 1 | 2018-07-26 | 78.74 | 75 | 78.74
GFM | 1607_CONTINGENCY | SW-D-10 |  | REGU-000002 | REGULATOR, 20PSI SENNIGER, 2-20GPM, 1FT, MFG P/N: 300-01708 | EACH | EACH | STK | 1 | 1 | 2018-07-17 | 22.48 | 21.41 | 22.48
GFM | 1607_CONTINGENCY | SW-C-10 |  | REGU-000003 | REGULATOR, PLASTIC WATER PRESSURE, 1/4 P60 MI-40-25, MFG P/N: 100-1194 | EACH | EACH | STK | 1 | 1 | 2018-07-26 | 69.3 | 66 | 69.3
GFM | 1607_CONTINGENCY | SW-D-10 |  | REGU-000004 | REGULATOR, WATTS 75-80PSI, MFG P/N: 300-02151 | EACH | EACH | STK | 1 | 1 | 2018-07-17 | 42 | 40 | 42
GFM | 1607_CONTINGENCY | 4-C-11 |  | REGU-000005 | REGULATOR, VACUUM, SERIES 200, MFG P/N: VR097C, MFG: SEVERN TRENT SERVICES | EACH | EACH | STK | 1 | 1 | 2017-10-08 | 1545.5 | 1887.42 | 1545.5
GFM | 1607_CONTINGENCY | 4-B-1 | INDIGO | REGU-000009 | REGULATOR, VACUUM, SERIES 300, MFG PN: VRH-100-CP2, MFG: HYDRO | EACH | EACH | STK | 1 | 1 | 2018-04-10 10:16 | 1001.19 | 1001.19 | 1001.19
GFM | 1607_CONTINGENCY | 2-A-1 | INDIGO | REGU-000009 | REGULATOR, VACUUM, SERIES 300, MFG PN: VRH-100-CP2, MFG: HYDRO | EACH | EACH | STK | 2 | 2 | 2018-04-10 10:16 | 1001.19 | 1001.19 | 1001.19
GFM | 1607_CONTINGENCY | 7-B-11 |  | REGU-000010 | REGULATOR, VACUUM, SERIES 300, MFG M/N: 341C MFG HYDRO | EACH | EACH | STK | 2 | 2 | 2018-11-14 09:58 | 1417.41 | 1417.41 | 1417.41
GFM | 1607_CONTINGENCY | SW-D-10 |  | RELA-000003 | RELAY, PHASE VOLTAGE, 3 PHASE, 60 HZ, 1.5 V.A, AUTO-RESET, INPUT RATING: 380 VOLTS, RMS: 0-0, OUTPUT CONTACT RATING: GENERAL PURPOSE: 5A, 240 VAC, PF = 0.8, 5A, 30 VDC, PILOT DUTY: 12 MAKE, 1.2 A, BREAK AT 120 VAC, MAX TORQUE:: 7 IN/LBS | EACH | EACH | STK | 5 | 5 | 2018-07-17 | 367.48 | 350 | 367.48
GFM | 1607_CONTINGENCY | SW-C-10 |  | RELA-000016 | RELAY, 4PDT, INDICATION, 120VAC, MFG P/N: RH4B-UL-120VAC | EACH | EACH | STK | 2 | 2 | 2018-07-26 | 24.15 | 23 | 24.15
GFM | 1607_CONTINGENCY | SW-C-10 |  | RELA-000018 | RELAY, DPDT, INDICATION, 120VAC, MFG P/N: RH2B-UL-120VAC | EACH | EACH | STK | 2 | 2 | 2018-07-26 | 16.8 | 16 | 16.8
GFM | 1607_CONTINGENCY | SW-C-10 |  | RELA-000019 | RELAY, PHASE VOLTAGE, INPUT 190-480VAC 3PH, MFG P/N: LPVRB | EACH | EACH | STK | 1 | 1 | 2018-07-26 | 614.21 | 585 | 614.21
GFM | 1607_CONTINGENCY | SW-C-10 |  | RELA-000025 | RELAY, DPTD, MFG P/N: R422D1013, MFG: HONEYWELL, COIL 120V, 50/60HZ | EACH | EACH | STK | 1 | 1 | 2018-07-26 | 170.09 | 162 | 170.09
GFM | 1607_CONTINGENCY | SW-C-10 |  | RELA-000026 | RELAY, AC, TIMING, MFG P/N: 9050A011EV02, 9007AC104, MFG: SQUARE D COMPANY, AC-15, 120V, 440V | EACH | EACH | STK | 1 | 1 | 2018-07-26 | 46.2 | 44 | 46.2
GFM | 1607_CONTINGENCY | SW-C-10 |  | RELA-000028 | RELAY, THERMAL, OVERLOAD, MFG P/N: LR2K0312, MFG: TELEMECANIQUE, 3.7-5.5A, 3 POLES | EACH | EACH | STK | 1 | 1 | 2018-07-26 | 57.99 | 55.23 | 57.99
GFM | 1607_CONTINGENCY | SW-C-10 |  | RELA-000031 | RELAY, POLE, TIMING (CONTROL, TIMER), TIME: 1-10MIN, 120V, 60HZ, M/N: 7012AF, TYCO P/N: 1-1423157-5, MFG: AGASTAT | EACH | EACH | STK | 1 | 1 | 2018-07-26 | 369.58 | 352 | 369.58
GFM | 1607_CONTINGENCY | 6-B-16 |  | RELA-000048 | RELAY, 2PDT, 120VAC, 50/60HZ, MFG P/N: 90X0168, MFG: TELEMECANIQUE | EACH | EACH | STK | 1 | 1 | 2018-07-24 | 29.35 | 27.95 | 29.35
GFM | 1607_CONTINGENCY | SW-B-15 |  | REPA-000001 | KIT, REPAIR, SPEED, REDUCER, MFG P/N: RK-6175DA, MFG: WESTECH ENGINEERING INC | KIT | KIT | STK | 1 | 1 | 2018-07-26 | 103.94 | 99 | 103.94
GFM | 1607_CONTINGENCY | SW-C-10 |  | REPA-000002 | KIT, REPAIR | KIT | KIT | STK | 2 | 2 | 2018-07-26 | 99.74 | 95 | 99.74
GFM | 1607_CONTINGENCY | 6-B-15 |  | REPA-000003 | REPAIR KIT, DRY GLAND, 2X2, LPT PUMP, MFG P/N: 09110002321, MFG: MCLANAHAN CORPORATION | EACH | EACH | STK | 1 | 1 | 2018-07-23 | 1394.73 | 1328.4 | 1394.73
GFM | 1607_CONTINGENCY | 6-B-15 |  | REPA-000004 | REPAIR KIT, 1-1/2X1-1/2 2X2, LPT PUMP, BEARING, MFG P/N: 9110002225, MFG: MCLANAHAN CORPORATION | EACH | EACH | STK | 1 | 1 | 2018-07-23 | 954.38 | 908.99 | 954.38
GFM | 1607_CONTINGENCY | SW-D-17 |  | REPA-000005 | REPAIR KIT, 10”, TOTAL VALVE, RUBBER, (BFP REPAIR KIT), RK709RT10, MFG P/N: 0887919, MFG: WATTS | EACH | KIT | STK | 10 | 10 | 2019-02-22 10:41 | 125.99 | 120 | 125.99
GFM | 1607_CONTINGENCY | SW-C-17 |  | REPA-000006 | REPAIR KIT, 4”, TOTAL VALVE, RUBBER, (BFP REPAIR KIT), RK709RT4, MFG P/N: 0887916, MFG: WATTS | EACH | KIT | STK | 10 | 10 | 2019-02-22 10:41 | 36.22 | 34.5 | 36.22
GFM | 1607_CONTINGENCY | SW-C-17 |  | REPA-000007 | REPAIR KIT, 3/4”, TOTAL VALVE, RUBBER, (BFP REPAIR KIT), RK007M23/4, MFG P/N: 0887043, MFG: WATTS | EACH | KIT | STK | 10 | 10 | 2019-02-22 10:41 | 12.6 | 12 | 12.6
GFM | 1607_CONTINGENCY | SW-C-17 |  | REPA-000008 | REPAIR KIT, 3/4” – 1”, TOTAL VALVE, RUBBER, (BFP REPAIR KIT), RK007M13/4-1, MFG P/N: 0887042, MFG: WATTS | EACH | KIT | STK | 20 | 20 | 2019-02-22 10:41 | 17.32 | 16.5 | 17.32
GFM | 1607_CONTINGENCY | SW-D-17 |  | REPA-000009 | REPAIR KIT, 8”, TOTAL VALVE, RUBBER, (BFP REPAIR KIT), RK709RT8, MFG P/N: 0887918, MFG: WATTS | EACH | KIT | STK | 10 | 10 | 2019-02-22 10:41 | 78.74 | 75 | 78.74
GFM | 1607_CONTINGENCY | SW-D-17 |  | REPA-000010 | REPAIR KIT, 6”, TOTAL VALVE, RUBBER, (BFP REPAIR KIT), RK709RT6, MFG P/N: 0887917, MFG: WATTS | EACH | KIT | STK | 10 | 10 | 2019-02-22 10:41 | 59.85 | 57 | 59.85
GFM | 1607_CONTINGENCY | SW-C-17 |  | REPA-000011 | REPAIR KIT, 1-1/4 - 2, TOTAL VALVE, RUBBER, (BFP REPAIR KIT), RK009M1RT11/4-2, MFG P/N: 0887280, MFG: WATTS | EACH | KIT | STK | 19 | 19 | 2019-02-22 10:41 | 53.23 | 50.7 | 53.23
GFM | 1607_CONTINGENCY | SW-C-17 |  | REPA-000013 | REPAIR KIT, 1-1/4 - 1-1/2, TOTAL VALVE, RUBBER, (BFP REPAIR KIT), RK009M2RT11/4-11/2, MFG P/N: 0887309, MFG: WATTS | EACH | KIT | STK | 6 | 6 | 2019-02-22 10:41 | 40.95 | 39 | 40.95
GFM | 1607_CONTINGENCY | SW-C-17 |  | REPA-000014 | REPAIR KIT, 8”, TOTAL VALVE, RUBBER, (BFP REPAIR KIT), RK909RT8, MFG P/N: 0887753, MFG: WATTS | EACH | KIT | STK | 10 | 10 | 2019-02-22 10:41 | 258.28 | 246 | 258.28
GFM | 1607_CONTINGENCY | SW-D-17 |  | REPA-000015 | REPAIR KIT, 1-1/4 - 2, TOTAL VALVE, RUBBER, (BFP REPAIR KIT), RK009RT11/4-2, MFG P/N: 0887185, MFG: WATTS | EACH | KIT | STK | 18 | 18 | 2019-02-22 10:41 | 144.89 | 138 | 144.89
GFM | 1607_CONTINGENCY | SW-C-17 |  | REPA-000016 | REPAIR KIT, 6”, TOTAL VALVE, RUBBER, (BFP REPAIR KIT), RK909RT6, MFG P/N: 0887752, MFG: WATTS | EACH | KIT | STK | 7 | 7 | 2019-02-22 10:41 | 211.04 | 201 | 211.04
GFM | 1607_CONTINGENCY | SW-D-17 |  | REPA-000017 | REPAIR KIT, 10”, TOTAL VALVE, RUBBER, (BFP REPAIR KIT), RK909RT10, MFG P/N: 0887754, MFG: WATTS | EACH | KIT | STK | 10 | 10 | 2019-02-22 10:41 | 305.53 | 291 | 305.53
GFM | 1607_CONTINGENCY | SW-C-17 |  | REPA-000018 | REPAIR KIT, 4", TOTAL VALVE, RUBBER, (BFP REPAIR KIT), RK909RT4, MFG P/N: 0887751, MFG: WATTS | EACH | KIT | STK | 4 | 4 | 2019-02-22 10:41 | 192.14 | 183 | 192.14
GFM | 1607_CONTINGENCY | SW-C-17 |  | REPA-000019 | REPAIR KIT, 3/4” – 1”, TOTAL VALVE, RUBBER, (BFP REPAIR KIT), RK007RT3/4-1, MFG P/N: 0887040, MFG: WATTS | EACH | KIT | STK | 10 | 10 | 2019-02-22 10:41 | 16.38 | 15.6 | 16.38
GFM | 1607_CONTINGENCY | SW-C-17 |  | REPA-000020 | REPAIR KIT, 2-1/2” – 3”, TOTAL VALVE, RUBBER, (BFP REPAIR KIT), RK709RT21/2-3, MFG P/N: 0887915, MFG: WATTS | EACH | KIT | STK | 10 | 10 | 2019-02-22 10:41 | 22.05 | 21 | 22.05
GFM | 1607_CONTINGENCY | SW-C-10 | FRONTIER | REPA-000030 | REPAIR KIT, TOTAL VALVE, RUBBER, ARK4000/5000SS VT, 2.5 – 10, MFG P/N: 7010114, MFG: AMES FIRE WATERWORKS | EACH | EACH | STK | 1 | 1 | 2018-07-26 | 889.45 | 847.15 | 889.45
GFM | 1607_CONTINGENCY | SW-C-10 | FRONTIER | REPA-000031 | REPAIR KIT, TOTAL VALVE, RUBBER, ARK4000/5000SS VT, 2.5 – 10, MFG P/N: 7010113, MFG: AMES FIRE WATERWORKS | EACH | EACH | STK | 1 | 1 | 2018-07-26 | 202.11 | 192.5 | 202.11
GFM | 1607_CONTINGENCY | SW-C-10 | CLA-VAL | REPA-000033 | REPAIR KIT, VALVE, AIR RELEASE, RPPT, 33A, 2 SR, MFG P/N: 2040830J, MFG: CLA-VAL CO. | EACH | KIT | STK | 2 | 2 | 2018-07-26 | 341.23 | 341.23 | 341.23
GFM | 1607_CONTINGENCY | 5-B-16 |  | REST-000001 | RESTRICTION ASSY, X58A, 3/8 X 3/8, .125, BRS, MFG P/N: 7489403B, MFG: CLA-VAL | EACH | EACH | STK | 2 | 2 | 2018-07-20 | 157.49 | 150 | 157.49
GFM | 1607_CONTINGENCY | CONTAINER 8A |  | REST-000002 | RESTRAINT, MECHANICAL JOINT, STARGRIP, 6, MAX RATED PRESSURE: 350 PSI, T-BOLT TORQUE (LB/FT): 75-90, MAX DEFLECTION ANGLE (DEG): 5, MFG P/N: SGDPPX06D, MFG: STAR PIPE PRODUCTS | EACH | EACH | STK | 3 | 3 | 2017-04-06 16:30 | 40.53 | 32.98 | 40.53
GFM | 1607_CONTINGENCY | CONTAINER 8A | FRONTIER SUPPLY COMPANY | REST-000003 | RESTRAINT, MECHANICAL JOINT, STARGRIP, 8, MAX RATED PRESSURE: 350 PSI, T-BOLT TORQUE (LB/FT): 75-90, MAX DEFLECTION ANGLE (DEG): 5, MFG P/N: SGDPPX08D, MFG: STAR PIPE PRODUCTS | EACH | EACH | STK | 3 | 3 | 2017-04-06 17:38 | 51.7 | 45.96 | 51.7
GFM | 1607_CONTINGENCY | CONTAINER 8A |  | REST-000005 | RESTRAINT, MECHANICAL JOINT, STARGRIP, 10, SERIES 3000, MAX RATED PRESSURE: 350 PSI, T-BOLT TORQUE (LB/FT): 75-90, MAX DEFLECTION ANGLE (DEG): 5, MFG P/N: SGDPPX06D, MFG: STAR PIPE PRODUCTS | EACH | EACH | STK | 2 | 2 | 2018-07-30 | 62.71 | 59.73 | 62.71
GFM | 1607_CONTINGENCY | 5-B-14 |  | REST-000006 | RESTRAINT, MECHANICAL JOINT, STARGRIP, 14, SERIES 3000, MAX RATED PRESSURE: 350 PSI, T-BOLT TORQUE (LB/FT): 75-90, MAX DEFLECTION ANGLE (DEG): 3, W/ 1 –EA. MJ BOLT PACK, MFG P/N: SGDPPX06D, MFG: STAR PIPE PRODUCTS | EACH | EACH | STK | 6 | 6 | 2018-10-17 11:16 | 178.74 | 140.63 | 178.74
GFM | 1607_CONTINGENCY | CONTAINER 8A |  | REST-000006 | RESTRAINT, MECHANICAL JOINT, STARGRIP, 14, SERIES 3000, MAX RATED PRESSURE: 350 PSI, T-BOLT TORQUE (LB/FT): 75-90, MAX DEFLECTION ANGLE (DEG): 3, W/ 1 –EA. MJ BOLT PACK, MFG P/N: SGDPPX06D, MFG: STAR PIPE PRODUCTS | EACH | EACH | STK | 1 | 1 | 2017-10-02 | 178.74 | 140.63 | 178.74
GFM | 1607_CONTINGENCY | 7-B-3 |  | REST-000008 | RESTRAINT, MECHANICAL JOINT, STARGRIP, 18, SERIES 3000, MAX RATED PRESSURE: 250 PSI, T-BOLT TORQUE (LB/FT): 75-90, MAX DEFLECTION ANGLE (DEG): 3, W/ 1 –EA. MJ BOLT PACK, MFG P/N: SGDPPX06D, MFG: STAR PIPE PRODUCTS | EACH | EACH | STK | 4 | 4 | 2018-10-17 11:16 | 340.27 | 240.91 | 340.27
GFM | 1607_CONTINGENCY | CONTAINER 8A |  | REST-000008 | RESTRAINT, MECHANICAL JOINT, STARGRIP, 18, SERIES 3000, MAX RATED PRESSURE: 250 PSI, T-BOLT TORQUE (LB/FT): 75-90, MAX DEFLECTION ANGLE (DEG): 3, W/ 1 –EA. MJ BOLT PACK, MFG P/N: SGDPPX06D, MFG: STAR PIPE PRODUCTS | EACH | EACH | STK | 2 | 2 | 2018-07-30 | 340.27 | 240.91 | 340.27
GFM | 1607_CONTINGENCY | 5-B-14 |  | REST-000009 | RESTRAINT, MECHANICAL JOINT, STARGRIP, 20, SERIES 3000, MAX RATED PRESSURE: 250 PSI, T-BOLT TORQUE (LB/FT): 75-90, MAX DEFLECTION ANGLE (DEG): 3, W/ 1 –EA. MJ BOLT PACK, MFG P/N: SGDPPX06D, MFG: STAR PIPE PRODUCTS | EACH | EACH | STK | 4 | 4 | 2018-10-17 11:16 | 405.03 | 290.69 | 405.03
GFM | 1607_CONTINGENCY | CONTAINER 8A |  | REST-000009 | RESTRAINT, MECHANICAL JOINT, STARGRIP, 20, SERIES 3000, MAX RATED PRESSURE: 250 PSI, T-BOLT TORQUE (LB/FT): 75-90, MAX DEFLECTION ANGLE (DEG): 3, W/ 1 –EA. MJ BOLT PACK, MFG P/N: SGDPPX06D, MFG: STAR PIPE PRODUCTS | EACH | EACH | STK | 1 | 1 | 2018-07-30 | 405.03 | 290.69 | 405.03
GFM | 1607_CONTINGENCY | 7-A-11 |  | REST-000012 | RESTRAINED FLANGE ADAPTER, SERIES 2104, NOM PIPE SIZE 4" MFG EBAA IRON | EACH | EACH | STK | 8 | 8 | 2018-10-12 10:25 | 75.72 | 75.72 | 75.72
GFM | 1607_CONTINGENCY | 5-C-16 |  | REST-000013 | RESTRAINED FLANGE ADAPTER, SERIES 2106, NOM PIPE SIZE 6", MFG EBAA IRON | EACH | EACH | STK | 12 | 12 | 2018-10-12 10:25 | 111.17 | 111.17 | 111.17
GFM | 1607_CONTINGENCY | 7-A-11 |  | REST-000014 | RESTRAINT FLANGE ADATPER, SERIES 2110, NOM PIPE SIZE 10" MFG EBAA IRON | EACH | EACH | STK | 8 | 8 | 2018-10-12 10:25 | 249.19 | 249.19 | 249.19
GFM | 1607_CONTINGENCY | 5-C-16 |  | REST-000015 | RESTRAINED FLANGE ADAPTER, SERIES 2112, NOM PIPE SIZE 12" MFG EBAA IRON | EACH | EACH | STK | 8 | 8 | 2018-10-12 10:25 | 319.48 | 319.48 | 319.48
GFM | 1607_CONTINGENCY | 7-B-3 |  | REST-000016 | RESTRAINT, 3000 DOMESTIC DUCTILE SIZE 16" BLK MFG STARGRIP | EACH | EACH | STK | 4 | 4 | 2018-10-17 13:23 | 246.35 | 246.35 | 246.35
GFM | 1607_CONTINGENCY | 7-B-3 |  | REST-000017 | RESTRAINT, 4000 DOMESTIC PVC SIZE 14" RED, MFG STARGRIP | EACH | EACH | STK | 4 | 4 | 2018-10-17 13:23 | 228.89 | 228.89 | 228.89
GFM | 1607_CONTINGENCY | 4-C-2 |  | REST-000018 | RESTRAINT, 4000 DOMESTIC PVC SIZE 16" RED MFG STARGRIP | EACH | EACH | STK | 4 | 4 | 2018-10-17 13:23 | 303.22 | 303.22 | 303.22
GFM | 1607_CONTINGENCY | 4-C-2 |  | REST-000019 | RESTRAINT, 4000 DOMESTIC PVC SIZE 18" RED MFG STARGRIP | EACH | EACH | STK | 4 | 4 | 2018-10-17 13:23 | 342.45 | 342.45 | 342.45
GFM | 1607_CONTINGENCY | 4-C-1 |  | REST-000020 | RESTRAINT, 4000 DOMESTIC PVC SIZE 20" RED MFG STARGRIP | EACH | EACH | STK | 4 | 4 | 2018-10-17 13:23 | 454.51 | 454.51 | 454.51
GFM | 1607_CONTINGENCY | 7-C-3 |  | REST-000021 | RESTRAINT, 3000 DOMESTIC DUCTILE SIZE 24" BLK MFG STARGRIP | EACH | EACH | STK | 4 | 4 | 2018-10-17 13:23 | 519.67 | 519.67 | 519.67
GFM | 1607_CONTINGENCY | 7-C-3 |  | REST-000022 | RESTRAINT, 4000 DOMESTIC PVC SIZE 24" RED MFG STARGRIP | EACH | EACH | STK | 4 | 4 | 2018-10-17 13:23 | 518.81 | 518.81 | 518.81
GFM | 1607_CONTINGENCY | 7-B-3 |  | REST-000023 | RESTRAINT, 3000 DOMESTIC DUCTILE SIZE 4" MFG STARGRIP | EACH | EACH | STK | 6 | 6 | 2018-10-17 13:23 | 49.21 | 49.21 | 49.21
GFM | 1607_CONTINGENCY | 7-B-3 |  | REST-000024 | RESTRAINT, 4000 DOMESTIC PVC SIZE 4" MFG STARGRIP | EACH | EACH | STK | 4 | 4 | 2018-10-17 13:23 | 54.91 | 54.91 | 54.91
GFM | 1607_CONTINGENCY | 7-B-3 |  | REST-000025 | RESTRAINT, 3000 DOMESTIC DUCTILE SIZE 3" MFG STARGRIP | EACH | EACH | STK | 6 | 6 | 2018-10-17 11:16 | 46.12 | 46.12 | 46.12
GFM | 1607_CONTINGENCY | SW-D-10 |  | RING-000002 | O-RING, MFG P/N: 3-914-2 | EACH | EACH | STK | 4 | 4 | 2018-08-16 10:41 | 2.29 | 2.18 | 2.29
GFM | 1607_CONTINGENCY | SW-D-10 |  | RING-000003 | RING, PISTON, MFG P/N: 32499147, MFG: INGERSOLL RAND | EACH | EACH | STK | 6 | 6 | 2018-07-26 | 137.67 | 131.12 | 137.67
GFM | 1607_CONTINGENCY | SW-D-10 |  | RING-000006 | O-RING, MFG P/N: OV-11-010, MFG P/N: SERVERN TRENT SERVICES | EACH | EACH | STK | 50 | 50 | 2018-07-26 | 0.94 | 1.29 | 1.05
GFM | 1607_CONTINGENCY | SW-D-10 |  | RING-000008 | O-RING, MFG P/N: OV-11-028, MFG: SEVERN TRENT SERVICES | EACH | EACH | STK | 26 | 26 | 2018-07-26 | 7.56 | 5.19 | 4.2
GFM | 1607_CONTINGENCY | 7-C-10 |  | RING-000024 | RING, CASING, WEAR, MFG P/N: WR-1040-463, 3-003-9 | EACH | EACH | STK | 4 | 4 | 2018-07-25 | 244.42 | 1754.99 | 1842.62
GFM | 1607_CONTINGENCY | SW-D-10 |  | RING-000024 | RING, CASING, WEAR, MFG P/N: WR-1040-463, 3-003-9 | EACH | EACH | STK | 2 | 2 | 2018-07-26 | 244.42 | 1754.99 | 1842.62
GFM | 1607_CONTINGENCY | SW-D-10 |  | RING-000039 | RING, SNAP, 3-915-2 | EACH | EACH | STK | 4 | 4 | 2018-07-26 | 6.18 | 5.89 | 6.18
GFM | 1607_CONTINGENCY | SW-D-10 |  | RING-000042 | O-RING, BB (BUNA-N REPLACEMENT O-RING) MFG P/N: ORI-151122 | EACH | EACH | STK | 1 | 1 | 2018-07-26 | 12.6 | 12 | 12.6
GFM | 1607_CONTINGENCY | SW-D-10 |  | RING-000043 | O-RING, STD #241 (BUNA-N REPLACEMENT O-RING) MFG P/N: ORI-151120 | EACH | EACH | STK | 2 | 2 | 2018-07-26 | 4.2 | 4 | 4.2
GFM | 1607_CONTINGENCY | 1-B-15 |  | RING-000044 | RING, PHASE, SECURING | EACH | EACH | STK | 3 | 3 | 2018-07-17 | 157.49 | 150 | 157.49
GFM | 1607_CONTINGENCY | SW-C-14 |  | RING-000263 | RING, RETAINER, REF 2-63, MFG P/N: 95465480, MFG: INGERSOLL RAND | EACH | EACH | STK | 1 | 1 | 2018-07-26 | 7.87 | 7.5 | 7.87
GFM | 1607_CONTINGENCY | SW-E-14 |  | RING-000394 | SCRAPER, RING, REF 3-94, MFG P/N: 54486402, MI-038653, 91739433K, MFG: INGERSOLL RAND | EACH | EACH | STK | 1 | 1 | 2018-07-26 | 32.81 | 31.25 | 32.81
GFM | 1607_CONTINGENCY | SW-E-14 |  | RING-000395 | SCRAPER, RING, REF 3-95, 54486394, ITEM #017, 1.125" ROD, MI-038652 | EACH | EACH | STK | 1 | 1 | 2018-07-26 | 36.94 | 35.18 | 36.94
GFM | 1607_CONTINGENCY | SW-D-10 |  | RING-000520 | O-RING, MFG P/N: MI-038644, REF 5-20, MFG: BELL FIBRE PRODUCTS | EACH | EACH | STK | 1 | 1 | 2018-07-26 | 4.03 | 3.84 | 4.03
GFM | 1607_CONTINGENCY | SW-D-10 |  | RING-000521 | RING, PISTON, REF 5-21, MFG P/N: MI-038643, MFG: INGERSOLL RAND | EACH | EACH | STK | 1 | 1 | 2018-07-26 | 47.91 | 45.63 | 47.91
GFM | 1607_CONTINGENCY | SW-D-10 |  | RING-000527 | O-RING, 131, VITON, MFG P/N: 5H1318, MFG: HACH COMPANY | EACH | EACH | STK | 1 | 1 | 2018-09-26 14:56 | 6.94 | 6.94 | 6.94
GFM | 1607_CONTINGENCY | SW-D-10 |  | RING-000528 | O-RING, MFG P/N: Y219112, MFG: BLACKMER | EACH | EACH | STK | 4 | 4 | 2018-07-26 | 18.9 | 18.45 | 18.9
GFM | 1607_CONTINGENCY | SW-D-10 |  | RING-000530 | O-RING, MFG P/N: 95098067, MFG: INGERSOLL RAND | EACH | EACH | STK | 1 | 1 | 2018-07-26 | 8.4 | 8 | 8.4
GFM | 1607_CONTINGENCY | 7-C-7 |  | RING-000531 | RING, STEM | SET | SET | STK | 1 | 1 | 2018-07-26 | 208.94 | 199 | 208.94
GFM | 1607_CONTINGENCY | SW-D-10 |  | RING-000534 | O-RING, MFG P/N: 00806A | EACH | EACH | STK | 5 | 5 | 2018-07-26 | 8.4 | 8 | 8.4
GFM | 1607_CONTINGENCY | SW-D-10 |  | RING-000535 | RING, RETAINER, EX 1.774 SST, MFG P/N: 8408407J | EACH | EACH | STK | 5 | 5 | 2018-07-26 | 7.87 | 7.5 | 7.87
GFM | 1607_CONTINGENCY | SW-D-10 |  | RING-000536 | RING, WEARING, MFG P/N: 8751D18114 | EACH | EACH | STK | 1 | 1 | 2018-07-26 | 304.11 | 289.65 | 304.11
GFM | 1607_CONTINGENCY | SW-D-10 |  | RING-000537 | RING, PISTON, MFG P/N: 50A18BA798, MFG: INGERSOLL-RAND | EACH | EACH | STK | 1 | 1 | 2018-07-26 | 190.71 | 181.64 | 190.71
GFM | 1607_CONTINGENCY | SW-D-10 |  | RING-000538 | O-RING, STUFFING BOX, MFG P/N: 20A11CM264 | EACH | EACH | STK | 1 | 1 | 2018-07-26 | 9.19 | 8.75 | 9.19
GFM | 1607_CONTINGENCY | SW-D-10 |  | RING-000539 | SET, RING AND SPRING, MFG P/N: 30T18W | SET | SET | STK | 1 | 1 | 2018-07-26 | 58.28 | 55.51 | 58.28
GFM | 1607_CONTINGENCY | SW-D-10 |  | RING-000540 | RING, WEAR, BRONZE, MFG P/N: 950-1253BRP, MFG: TACO | EACH | EACH | STK | 1 | 1 | 2018-09-28 08:58 | 144.89 | 138 | 144.89
GFM | 1607_CONTINGENCY | SW-D-10 |  | RING-000541 | RING, SHOULDER, MFG P/N: 950-1295RP, MFG: TACO | EACH | EACH | STK | 3 | 3 | 2018-09-28 08:48 | 24.88 | 23.7 | 24.88
GFM | 1607_CONTINGENCY | SW-D-10 |  | RING-000542 | O-RING, MFG P/N: 950-965RP, MFG: TACO | SET | SET | STK | 2 | 2 | 2018-07-26 | 46.62 | 44.4 | 46.62
GFM | 1607_CONTINGENCY | SW-D-10 |  | RING-000544 | O-RING, MFG P/N: OV-11-332, MFG P/N: SEVERN TRENT SERVICES | EACH | EACH | STK | 60 | 60 | 2018-07-26 | 20.26 | 16.15 | 13.65
GFM | 1607_CONTINGENCY | SW-D-10 |  | RING-000584 | O-RING, ORG, -134, FKM, MFG P/N: 3207905134, MFG: MOYNO | EACH | EACH | STK | 1 | 1 | 2018-07-26 | 21 | 20 | 21
GFM | 1607_CONTINGENCY | 7-C-3 | CALGON | RING-000585 | O-RING, FOR MAGCOUPLER, MFG PN: 350408 | EACH | EACH | STK | 2 | 2 | 2019-02-22 10:41 | 18.59 | 17.71 | 18.59
GFM | 1607_CONTINGENCY | 7-C-3 | CALGON | RING-000586 | O-RING, QUARTZ TUBE, MFG PN: S350271 | EACH | EACH | STK | 10 | 10 | 2019-02-22 10:41 | 0.78 | 0.74 | 0.78
GFM | 1607_CONTINGENCY | SW-C-16 |  | RING-000588 | RING-O, 5.23"ID, MFG PN: C02495A252-5302, MFG: XYLEM | EACH | EACH | STK | 1 | 1 | 2018-07-26 | 42 | 42 | 42
GFM | 1607_CONTINGENCY | SW-C-16 |  | RING-000589 | RING, LANTERN, 1.18" DELRIN, MFG PN: A5681-6216, MFG: XYLEM | EACH | EACH | STK | 1 | 1 | 2018-07-26 | 42 | 42 | 42
GFM | 1607_CONTINGENCY | SW-D-10 |  | RING-066316 | SEAL, O-RING, MS-0066A, 3/16", MFG: WESTECH ENGINEERING INC. | EACH | EACH | STK | 1 | 1 | 2018-07-26 | 0.92 | 0.88 | 0.92
GFM | 1607_CONTINGENCY | 1-D-14 |  | RING-116924 | O-RING, MFG P/N: 3207215-37, .116 X .924 | EACH | EACH | STK | 1 | 1 | 2018-07-17 | 0.04 | 0.04 | 0.04
GFM | 1607_CONTINGENCY | CONTAINER 9 |  | RISE-000001 | RISER, VALVE, BOX (#69 VALVE BOX BOTTOM), MFG P/N: 85508009, MFG: EAST JORDAN IRON WORKS | EACH | EACH | STK | 14 | 14 | 2018-07-30 | 75.79 | 72.19 | 75.79
GFM | 1607_CONTINGENCY | SW-B-16 |  | ROD-000004 | ROD, PISTON, REF 3-41, 37013430, MI-038671, MFG: INGERSOLL RAND | EACH | EACH | STK | 1 | 1 | 2018-07-26 | 3364.1 | 3204.11 | 3364.1
GFM | 1607_CONTINGENCY | 9-A-1 |  | ROD-000012 | ROD, 3/4" X 10', THREADED | EACH | EACH | STK | 2 | 2 | 2018-07-20 | 35.78 | 34.08 | 35.78
GFM | 1607_CONTINGENCY | 9-A-1 |  | ROD-000013 | ROD, 5/8" X 10', THREADED | EACH | EACH | STK | 2 | 2 | 2018-07-20 | 26.73 | 25.46 | 26.73
GFM | 1607_CONTINGENCY | 3-B-10 | INDIGO | ROLL-000006 | ROLLER, THRUST INSERT, MFG PN: 59696-001 | EACH | EACH | STK | 12 | 12 | 2017-10-03 | 8.4 | 8.4 | 8.4
GFM | 1607_CONTINGENCY | 3-B-10 | INDIGO | ROLL-000007 | ROLLER, THRUST, SST, MFG PN: 59846-001, MFG: BADGER | EACH | EACH | STK | 12 | 12 | 2017-10-03 | 4.89 | 4.89 | 4.89
GFM | 1607_CONTINGENCY | SW-D-10 |  | ROTA-000002 | ROTAMETER, ½" NPT, PVC, SS, VT, 1.5GPM, MFG P/N: 7331323043W, MFG: KING INSTRUMENT COMPANY, INC | EACH | EACH | STK | 1 | 1 | 2018-11-02 07:32 | 304.67 | 290.18 | 304.67
GFM | 1607_CONTINGENCY | SW-D-10 |  | ROTO-000004 | ROTOR, ROT, 4100, 316SS, METER, CAT #: 3403928007, MFG P/N: 3403928015, MFG: MOYNO | EACH | EACH | STK | 1 | 1 | 2018-07-26 | 761.2 | 725 | 761.2
GFM | 1607_CONTINGENCY | SW-D-10 |  | ROTO-000005 | ROTOR, ROT, 4190, 316SS, METER, CAT #: 3403929007, MFG P/N: 3403929015, MFG: MOYNO | EACH | EACH | STK | 1 | 1 | 2018-07-26 | 708.7 | 675 | 708.7
GFM | 1607_CONTINGENCY | 6-B-16 |  | ROTO-000006 | ROTO-KONE, 30 DEGREE, MFG P/N: 03Q0151, MFG: KOMLINE-SANDERSON | EACH | EACH | STK | 2 | 2 | 2018-07-24 | 37.54 | 35.75 | 37.54
GFM | 1607_CONTINGENCY | 6-B-16 |  | ROTO-000007 | ROTO-TRAK, PLOW, MFG P/N: 03Q0176, MFG: KOMLINE-SANDERSON | EACH | EACH | STK | 2 | 2 | 2018-07-24 | 23.1 | 22 | 23.1
GFM | 1607_CONTINGENCY | 6-B-16 |  | ROTO-000008 | ROTO-KONE, 15 DEGREE, MFG P/N: 03Q0152, MFG: KOMLINE-SANDERSON | EACH | EACH | STK | 2 | 2 | 2018-07-24 | 35.96 | 34.25 | 35.96
GFM | 1607_CONTINGENCY | 4-B-5 |  | SCAL-700036 | SCALE, CHLORINE, DUAL HYDRAULIC, MFG: FORCE FLOW | EACH | EACH | STK | 3 | 3 | 2018-07-19 | 1286.17 | 1255.59 | 1286.17
GFM | 1607_CONTINGENCY | 4-B-13 | MILTON ROY | SCRE-000001 | SCREW, MIOX90MM, SOC SET, CUP, PT, MFG P/N: 4350071374, MFG: MILTON ROY | EACH | EACH | STK | 7 | 7 | 2018-11-14 09:58 | 13.23 | 13.23 | 13.23
GFM | 1607_CONTINGENCY | 1-D-14 |  | SCRE-000003 | SCREW, MFG: COSMODYNE, MFG P/N: 3207215-25, 1/4-20 UNC-2A | EACH | EACH | STK | 10 | 10 | 2018-07-17 | 0.38 | 0.36 | 0.38
GFM | 1607_CONTINGENCY | 7-C-10 |  | SCRE-000006 | SCREW, SET, MFG P/N: CP-8004-369 | EACH | EACH | STK | 8 | 8 | 2018-07-25 | 717.94 | 2.13 | 2.24
GFM | 1607_CONTINGENCY | SW-E-14 |  | SCRE-000007 | SCREW, MAIN FLANGE, CAP, (FOR 6 SE W2000 METER), MFG P/N: 00001-201-06247, MFG: SENSUS METERING SYSTEMS | EACH | EACH | STK | 20 | 20 | 2018-07-26 | 11.93 | 11.36 | 11.93
GFM | 1607_CONTINGENCY | SW-E-04 |  | SCRE-000008 | SCREW, MAIN FLANGE, DRILLED, CAP, (FOR 1-1/2” – 3” TURBO METER, 4” W1000 TURBO), MFG P/N: 5750612024007, MFG: SENSUS METERING SYSTEMS | EACH | EACH | STK | 39 | 39 | 2018-10-11 16:30 | 3.36 | 3.2 | 3.36
GFM | 1607_CONTINGENCY | SW-E-04 |  | SCRE-000009 | SCREW, MAINCASE, STAINLESS WASHERHEAD, CAP, (FOR 3/4” SR, SRII METER), MFG P/N: 5750612024006, MFG: SENSUS METERING SYSTEMS | EACH | EACH | STK | 60 | 60 | 2018-10-11 16:30 | 3.02 | 2.88 | 3.02
GFM | 1607_CONTINGENCY | SW-E-04 |  | SCRE-000010 | SCREW, MAINCASE, STAINLESS WASHERHEAD, CAP, (FOR 5/8” SR, SRII METER), MFG P/N: 5750512024005, MFG: SENSUS METERING SYSTEMS | EACH | EACH | STK | 20 | 20 | 2018-10-11 16:30 | 1.6 | 1.52 | 1.6
GFM | 1607_CONTINGENCY | SW-E-10 |  | SCRU-000001 | SCRUBBER, MIXING SPHERES, PVC, MFG P/N: AC2003-001, MFG: HACH COMPANY | PACKAGE | PACKAGE | STK | 1 | 1 | 2018-07-26 | 96.59 | 92 | 96.59
GFM | 1607_CONTINGENCY | 1-B-15 |  | SCRW-000003 | SCREW, CAP, SOCKET, HD 10-24 5/8 S, MFG: YEOMANS CHICAGO CORPORATION, MFG P/N: 02610194-079 | EACH | EACH | STK | 9 | 9 | 2018-07-17 | 38.03 | 36.22 | 38.03
GFM | 1607_CONTINGENCY | SW-E-10 |  | SEAL-000002 | SEAL, INTERCLAMP, MACROY G, OIL, MFG P/N: 60043, MFG: MILTON ROY | EACH | EACH | STK | 2 | 2 | 2018-07-26 | 9.34 | 8.9 | 9.34
GFM | 1607_CONTINGENCY | SW-E-10 |  | SEAL-000003 | SEAL, OIL, JOINT, RADIAL, MFG P/N: 0104863, 21164, MFG: SKF | EACH | EACH | STK | 2 | 2 | 2018-07-26 | 32.79 | 31.23 | 32.79
GFM | 1607_CONTINGENCY | SW-E-10 |  | SEAL-000004 | SEAL, GASKET, MFG P/N: 0046387, MI-040983 | EACH | EACH | STK | 4 | 4 | 2018-07-26 | 29.05 | 27.67 | 29.05
GFM | 1607_CONTINGENCY | SW-E-10 |  | SEAL-000006 | KIT, SEAL, S3HRC, MFG P/N: 517000227 | KIT | KIT | STK | 2 | 2 | 2018-07-26 | 241.48 | 230 | 241.48
GFM | 1607_CONTINGENCY | SW-E-10 |  | SEAL-000007 | KIT, SEAL, CARBIDE, MFG P/N: 517003227 | KIT | KIT | STK | 2 | 2 | 2018-07-26 | 1417.41 | 1350 | 1417.41
GFM | 1607_CONTINGENCY | SW-E-10 |  | SEAL-000016 | SEAL, O-RING, FOR SCREW DRIVE ASSEMBLY, MFG P/N: 350331, MFG: CALGON CARBON CORPORATION | EACH | EACH | STK | 15 | 15 | 2018-07-26 | 2.1 | 2.16 | 2.27
GFM | 1607_CONTINGENCY | SW-E-10 |  | SEAL-000017 | SEAL, O-RING (SEAL HAND HOLES ACCESS), MFG P/N: 350346, MFG: CALGON CARBON CORPORATION | EACH | EACH | STK | 10 | 10 | 2018-07-26 | 11.23 | 10.83 | 11.37
GFM | 1607_CONTINGENCY | SW-E-10 |  | SEAL-000018 | SEAL, O-RING FOR QUARTZ SLEEVE, SEA, QTZ 40MM, EPDM, NSFI, .481DZ X .21W, MFG P/N: 350272 | EACH | EACH | STK | 18 | 18 | 2018-07-30 07:40 | 4.2 | 4.26 | 4.47
GFM | 1607_CONTINGENCY | SW-E-10 |  | SEAL-000022 | SEAL ASSEMBLY, MECHANICAL, TYPE: 8-1, SIZE: 3.875, FACE: POLISH, MR:O-RG,MAT:X F12 1X7 1 316/316, MFG P/N: M159605, MFG: JOHN CRANE | EACH | EACH | STK | 4 | 4 | 2018-07-26 | 1899.33 | 1272 | 1335.51
GFM | 1607_CONTINGENCY | SW-E-10 |  | SEAL-000031 | SEAL #42, OIL 30312 T BRG F127-157/R147 MFG P/N: 00105066 | EACH | EACH | STK | 1 | 1 | 2018-07-26 | 802.8 | 764.62 | 802.8
GFM | 1607_CONTINGENCY | SW-E-10 |  | SEAL-000034 | SEAL #9, OIL AS125X150X12 NBR SEAL MFG P/N: 00113204 | EACH | EACH | STK | 1 | 1 | 2018-07-26 | 103.38 | 98.46 | 103.38
GFM | 1607_CONTINGENCY | SW-E-10 |  | SEAL-000035 | SEAL #10, OIL A125X150X12 NBR SEAL MFG P/N: 00115460 | EACH | EACH | STK | 1 | 1 | 2018-07-26 | 92.07 | 87.69 | 92.07
GFM | 1607_CONTINGENCY | SW-E-10 |  | SEAL-000043 | SEAL, OIL, MFG P/N: 950-1289RP, MFG: TACO | SET | SET | STK | 2 | 2 | 2018-09-28 08:52 | 78.74 | 75 | 78.74
GFM | 1607_CONTINGENCY | 6-B-16 |  | SEAL-000045 | SEAL KIT, HYDRAULIC CYLINDER, ASSEMBLY REPAIR, PLAST 3-1/4X5MFG P/N: 6395967, MFG: KOMLINE-SANDERSON | KIT | KIT | STK | 4 | 4 | 2018-07-24 | 192.14 | 168.76 | 192.14
GFM | 1607_CONTINGENCY | SW-D-02 |  | SEAL-000046 | SEAL KIT, MECHANICAL, SIZE: 1", MFG P/N: 64060-G, MFG: FLOWSERVE | EACH | KIT | STK | 1 | 1 | 2015-10-28 16:21 | 3470.77 | 3470.77 | 3470.77
GFM | 1607_CONTINGENCY | SW-E-10 |  | SEAL-000159 | SEAL, OIL, JOINT, RADIAL, INPUT, MFG P/N: 9998, MFG: SKF | EACH | EACH | STK | 1 | 1 | 2018-07-26 | 12.6 | 12 | 12.6
GFM | 1607_CONTINGENCY | SW-E-10 |  | SEAL-000160 | SEAL, OIL, JOINT, RADIAL, OUTPUT, MFG P/N: 7628, MFG: SKF | EACH | EACH | STK | 1 | 1 | 2018-07-26 | 10.5 | 10 | 10.5
GFM | 1607_CONTINGENCY | 4-B-8 |  | SEAL-000161 | SEAL ASSEMBLY, SPECIAL PRESSURE GAUGE-DIAPHRAGM, SIZE: 4-1/2, 316 TUBE/SKT, RANGE: 200#, CONN: LOWER, MFG P/N: 650F-0599, MFG: ASHCROFT | ASSEMBLY | ASSEMBLY | STK | 4 | 4 | 2018-07-20 | 784.3 | 747 | 784.3
GFM | 1607_CONTINGENCY | 6-B-16 |  | SEAL-000164 | SEAL, SIDE, MOLD RUBBER, MFG P/N: Z28R1504, MFG: KOMLINE-SANDERSON | FEET | FOOT | STK | 20 | 20 | 2018-07-24 | 3.52 | 3.35 | 3.52
GFM | 1607_CONTINGENCY | 6-B-16 |  | SEAL-000165 | SEAL W/TUBING 5.5", CLOTH, MFG P/N: Z0394025, MFG: KOMLINE-SANDERSON | FEET | FOOT | STK | 7 | 7 | 2018-07-24 | 9.71 | 9.25 | 9.71
GFM | 1607_CONTINGENCY | 6-B-16 |  | SEAL-000166 | SEAL FABRIC W/TUBING, SIDE, MFG P/N: 0394021, MFG: KOMLINE-SANDERSON | FEET | FOOT | STK | 7 | 7 | 2018-07-24 | 9.45 | 9 | 9.45
GFM | 1607_CONTINGENCY | 6-B-16 |  | SEAL-000167 | SEAL, BRUSH END, RH, MFG P/N: 03Q0203, MFG: KOMLINE-SANDERSON | EACH | EACH | STK | 2 | 2 | 2018-07-24 | 18.37 | 17.5 | 18.37
GFM | 1607_CONTINGENCY | 6-B-16 |  | SEAL-000168 | SEAL, BRUSH END, LH, MFG P/N: 03Q0204, MFG: KOMLINE-SANDERSON | EACH | EACH | STK | 2 | 2 | 2018-07-24 | 18.37 | 17.5 | 18.37
GFM | 1607_CONTINGENCY | 6-B-16 |  | SEAL-000169 | SEAL KIT, BEARING, MFG P/N: 37A2005, MFG: REXNORD CORPORATION | KIT | KIT | STK | 1 | 1 | 2018-07-24 | 198.44 | 189 | 198.44
GFM | 1607_CONTINGENCY | 6-B-16 |  | SEAL-000170 | SEAL KIT, BEARING, MFG P/N: 37A2029, MFG: REXNORD CORPORATION | KIT | KIT | STK | 1 | 1 | 2018-07-24 | 365.38 | 348 | 365.38
GFM | 1607_CONTINGENCY | 6-B-16 |  | SEAL-000171 | SEAL KIT, BEARING, MFG P/N: 37A2040, MFG: REXNORD CORPORATION | KIT | KIT | STK | 1 | 1 | 2018-07-24 | 417.87 | 398 | 417.87
GFM | 1607_CONTINGENCY | 6-B-16 | K-S | SEAL-000174 | TUBE, FIBERGLASS, (FOR HYD CYLINDER), MFG P/N: 6395946-07, MFG: KOMELINE SANDERSON | EACH | EACH | STK | 2 | 2 | 2018-07-24 | 204.74 | 204.74 | 204.74
GFM | 1607_CONTINGENCY | 7-C-7 |  | SEAT-000001 | SEAT DISC ASSY, 24" , VALVE, ALTITUDE, SL PL B-I | EACH | EACH | STK | 1 | 1 | 2018-07-26 | 1638.63 | 1560.7 | 1638.63
GFM | 1607_CONTINGENCY | 5-B-13 |  | SEAT-000002 | SEAT, RUBBER, 24", MFG P/N: 99-00576 | EACH | EACH | STK | 1 | 1 | 2018-09-26 14:56 | 556.55 | 556.55 | 556.55
GFM | 1607_CONTINGENCY | 7-C-7 |  | SEAT-000003 | SEAT PACKING, 24" SLIDE LEATHER | SET | SET | STK | 1 | 1 | 2018-07-26 | 1010.03 | 962 | 1010.03
GFM | 1607_CONTINGENCY | 7-C-7 |  | SEAT-000006 | GASKET, SEAT SUPPORT, 24" SLIDE | SET | SET | STK | 1 | 1 | 2018-07-26 | 152.77 | 145.5 | 152.77
GFM | 1607_CONTINGENCY | SW-B-07 |  | SEAT-000016 | SEAT, CAT# 4-50-01B, MFG P/N: V6574H | EACH | EACH | STK | 1 | 1 | 2017-04-06 17:32 | 98.69 | 94 | 98.69
GFM | 1607_CONTINGENCY | SW-E-10 |  | SEAT-000017 | O-RING, 100-300PSI, MFG P/N: 00836H | EACH | EACH | STK | 2 | 2 | 2018-09-26 14:56 | 0.99 | 0.99 | 0.99
GFM | 1607_CONTINGENCY | SW-F-10 |  | SENS-000001 | SENSOR, WATER, INLET, TEMPERATURE, MFG P/N: 400-01058-A | ASSEMBLY | ASSEMBLY | STK | 1 | 1 | 2018-07-26 | 218.39 | 208 | 218.39
GFM | 1607_CONTINGENCY | SW-F-10 |  | SENS-000002 | SENSOR, OXIDANT, TEMPERATURE, MFG P/N: 400-01231-A | ASSEMBLY | ASSEMBLY | STK | 1 | 1 | 2018-07-26 | 218.39 | 208 | 218.39
GFM | 1607_CONTINGENCY | SW-F-10 |  | SENS-000003 | SENSOR, CLEARWELL, SUBMERSIBLE, LEVEL, MFG P/N: PG19955150844010, PB19955150824010, MFG: RITTMEYER | EACH | EACH | STK | 1 | 1 | 2018-07-26 | 2659.48 | 2533 | 2659.48
GFM | 1607_CONTINGENCY | SW-F-10 |  | SENS-000005 | SENSOR, FLUORIDE, MFG P/N: EP459A, MFG: FOXBORO | EACH | EACH | STK | 1 | 1 | 2018-07-26 | 3128.8 | 2980 | 3128.8
GFM | 1607_CONTINGENCY | SW-F-10 |  | SENS-000008 | SENSOR, MAGNETIC & CYLINDER, MFG P/N: 153735, MFT200, MFG: CALGON CARBON CORPORATION/IFM ELECTRONIC | EACH | EACH | STK | 2 | 2 | 2018-09-24 08:15 | 145.04 | 135.24 | 141.99
GFM | 1607_CONTINGENCY | SW-F-10 |  | SENS-000010 | SENSOR, CAPACITIVE, (CAPACITIVE TUBULAR SWITCH), SPLIT BODY, AB, 1202, 040, MFG P/N: K10205, MFG: EFECTORISO | EACH | EACH | STK | 6 | 6 | 2018-07-26 | 259.08 | 246.76 | 259.08
GFM | 1607_CONTINGENCY | SW-A-11 |  | SENS-000014 | SENSOR, CHLORINE GAS,MFG P/N: BM-5415, 0-10 PPM MFG: SEVERN TRENT | EACH | EACH | STK | 5 | 5 | 2018-07-25 | 879.47 | 767.17 | 620.51
GFM | 1607_CONTINGENCY | 7-C-3 | CALGON | SENS-000032 | SENSOR, UV, 32 DEGREES, 0-500, W/M2, MFG P/N: S301587, MFG: CALGON CARBON CORPORATION | EACH | ASSEMBLY | STK | 2 | 2 | 2019-02-22 10:41 | 1356.51 | 1218.4 | 1356.51
CAM | 1607_CONTINGENCY | 1-B-3 |  | SENS-000036 | SENSOR,BELT SENSOR, HYDRAULIC MFG P/N:639534 MFG KOMLINE-SANDERSON | EACH | EACH | STK | 3 | 3 | 2018-07-16 | 956.49 | 956.49 | 956.49
GFM | 1607_CONTINGENCY | SW-A-11 |  | SENS-800055 | SENSOR UV, WINDOW, 13" | EACH | EACH | STK | 1 | 1 | 2018-07-25 | 891.93 | 849.51 | 891.93
GFM | 1607_CONTINGENCY | SW-A-11 |  | SENS-800056 | SENSOR, UV, WINDOW, 6-11/16" | EACH | EACH | STK | 1 | 1 | 2018-07-25 | 739.57 | 704.4 | 739.57
GFM | 1607_CONTINGENCY | AWNING |  | SEPA-000002 | SEPARATOR, DOWN, HOLE, 4, 150-325 U.S., GPM FLOW RANGE: 4, MNPT DISCHARGE CONNECTION, 30 FT. MINIMUN SUBMERGENCE REQUIRED, 8 MINIMUN WELL DIAMETER, MFG P/N: DHS-150-F, MFG: CLAUDE LAVAL CORPORATION | EACH | EACH | STK | 1 | 1 | 2018-07-31 | 4094.73 | 3900 | 4094.73
GFM | 1607_CONTINGENCY | CONTAINER 11 |  | SET-000002 | ACCESSORY SET, 14", GLAND PACK, INCLUDES: GLAND, MECHANICAL JOINT GASKET AND STANDARD T-HEAD BOLTS | SET | SET | STK | 3 | 3 | 2018-07-30 | 120.11 | 114.4 | 120.11
GFM | 1607_CONTINGENCY | CONTAINER 11 |  | SET-000003 | ACCESSORY SET, 4", GLAND PACK, INCLUDES: GLAND, MECHANICAL JOINT GASKET AND STANDARD T-HEAD BOLTS | SET | SET | STK | 6 | 6 | 2018-07-30 | 26.69 | 25.42 | 26.69
GFM | 1607_CONTINGENCY | SW-C-14 |  | SET-000006 | SET, CHANNEL & SPRINGS, REF 4-8, 37020377, MI-038646 | SET | SET | STK | 1 | 1 | 2018-07-26 | 50.5 | 48.1 | 50.5
GFM | 1607_CONTINGENCY | CONTAINER 9 |  | SET-000007 | ACCESSORY SET, 24, MECHANICAL JOINT, INCLUDES: GLAND, MECHANICAL JOINT GASKET, AND STANDARD T-HEAD BOLTS, MFG P/N: 11610, MFG: UFCO | SET | SET | STK | 8 | 8 | 2018-07-30 | 81.05 | 77.2 | 81.05
GFM | 1607_CONTINGENCY | CONTAINER 11 |  | SET-000012 | ACCESSORY SET, 24, GLAND PACK, INCLUDES: GLAND, MECHANICAL JOINT GASKET AND STANDARD T-HEAD BOLTS, MFG: BULLSTRONG | SET | SET | STK | 2 | 2 | 2018-07-30 | 81.05 | 77.2 | 81.05
GFM | 1607_CONTINGENCY | CONTAINER 11 |  | SET-000013 | ACCESSORY SET, 16, GLAND PACK, INCLUDES: GLAND, MECHANICAL JOINT GASKET AND STANDARD T-HEAD BOLTS, MFG: BULLSTRONG | SET | SET | STK | 2 | 2 | 2018-07-30 | 70.56 | 67.2 | 70.56
GFM | 1607_CONTINGENCY | 5-B-4 |  | SET-000018 | ACCESSORY SET, 16, MECHANICAL JOINT, INCLUDES: GLAND, MECHANICAL JOINT GASKET, AND STANDARD T-HEAD BOLTS, MFG P/N: 670610086345, MFG TYLER UNION | EACH | EACH | STK | 1 | 1 | 2018-10-01 10:41 | 70.56 | 67.2 | 70.56
GFM | 1607_CONTINGENCY | CONTAINER 9 |  | SET-000020 | ACCESSORY SET, 20, MECHANICAL JOINT, INCLUDES: GLAND, MECHANICAL JOINT GASKET, AND STANDARD T-HEAD BOLTS, MFG P/N: 23710, MFG TYLER UNION | SET | SET | STK | 3 | 3 | 2018-07-30 | 78.95 | 75.2 | 78.95
GFM | 1607_CONTINGENCY | CONTAINER 9 |  | SET-000021 | ACCESSORY SET, 18, MECHANICAL JOINT, INCLUDES: GLAND, MECHANICAL JOINT GASKET, AND STANDARD T-HEAD BOLTS, MFG P/N: 25710, MFG TYLER UNION | SET | SET | STK | 4 | 4 | 2018-07-30 | 76.86 | 73.2 | 76.86
GFM | 1607_CONTINGENCY | CONTAINER 15 |  | SET-000022 | ACCESSORY SET, 20, MECHANICAL JOINT, 14 HOLE, INCLUDES: GLAND, MECHANICAL JOINT GASKET, AND STANDARD T-HEAD BOLTS, MFG P/N: 20210, MFG: UFCO | SET | SET | STK | 4 | 4 | 2018-07-17 | 78.95 | 75.2 | 78.95
GFM | 1607_CONTINGENCY | CONTAINER 12 |  | SET-000023 | ACCESSORY SET, 18, MECHANICAL JOINT, 12 HOLE, INCLUDES: GLAND, MECHANICAL JOINT GASKET, AND STANDARD T-HEAD BOLTS, MFG P/N: 23110, MFG: UFCO | SET | SET | STK | 4 | 4 | 2018-12-31 10:40 | 76.86 | 73.2 | 76.86
GFM | 1607_CONTINGENCY | 7-A-4 |  | SET-000025 | SET, STUD, 1 - 8 X 4-1/2 (INCLUDES: 2 - EACH - NUT, HEX, 1 - 8), T-2000, BLUE, MFG: TRIPAC FASTENERS | SET | SET | STK | 173 | 173 | 2018-04-04 | 10.36 | 9.84 | 9.67
GFM | 1607_CONTINGENCY | 7-B-3 |  | SET-000030 | SET, STUD, 1-1/8 - 7 X 5 (INCLUDES: 2 - EACH - NUT, HEX, 1-1/8 - 7), T-2000, BLUE, MFG: TRIPAC FASTENERS | SET | SET | STK | 165 | 165 | 2018-11-28 09:17 | 13.8 | 13 | 12.21
GFM | 1607_CONTINGENCY | CONTAINER 8A |  | SET-000032 | ACCESSORY SET, 4, GLAND PACK, INCLUDES: GLAND, MECHANICAL JOINT GASKET AND STANDARD T-HEAD BOLTS, MFG P/N: MJGP04D, MFG: STAR PIPE PRODUCTS | SET | SET | STK | 6 | 6 | 2017-10-02 | 32.31 | 26.97 | 32.31
GFM | 1607_CONTINGENCY | CONTAINER 11 |  | SET-000032 | ACCESSORY SET, 4, GLAND PACK, INCLUDES: GLAND, MECHANICAL JOINT GASKET AND STANDARD T-HEAD BOLTS, MFG P/N: MJGP04D, MFG: STAR PIPE PRODUCTS | SET | SET | STK | 11 | 11 | 2018-07-30 | 32.31 | 26.97 | 32.31
GFM | 1607_CONTINGENCY | CONTAINER 11 |  | SET-000033 | ACCESSORY SET, 8, GLAND PACK, INCLUDES: GLAND, MECHANICAL JOINT GASKET AND STANDARD T-HEAD BOLTS, MFG P/N: MJGP08D, MFG: STAR PIPE PRODUCTS | SET | SET | STK | 2 | 2 | 2018-07-30 | 36.02 | 34.31 | 36.02
GFM | 1607_CONTINGENCY | CONTAINER 11 |  | SET-000034 | ACCESSORY SET, 12, GLAND PACK, INCLUDES: GLAND, MECHANICAL JOINT GASKET AND STANDARD T-HEAD BOLTS, MFG P/N: MJGP12D, MFG: STAR PIPE PRODUCTS | SET | SET | STK | 2 | 2 | 2018-07-30 | 55.13 | 52.51 | 55.13
GFM | 1607_CONTINGENCY | 7-A-5 |  | SET-000035 | SET, STUD, 1-1/8 - 7 X 5-1/2 (INCLUDES: 2 - EACH - NUT, HEX, 1-1/8 - 7), T-2000, BLUE, MFG: TRIPAC FASTENERS | SET | SET | STK | 23 | 23 | 2018-04-04 | 13.31 | 12.68 | 13.31
GFM | 1607_CONTINGENCY | 7-A-4 |  | SET-000037 | SET, STUD, 3/4 - 10 X 4" (INCLUDES: 2 - EACH - NUT, HEX, 3/4 - 10), ZINC, MFG: TRIPAC FASTENERS | SET | SET | STK | 18 | 18 | 2017-04-06 17:35 | 1.76 | 1.68 | 1.76
GFM | 1607_CONTINGENCY | 7-B-1 |  | SET-000039 | SET, STUD, 1 - 8 X 4-1/2" (INCLUDES: 2 - EACH - NUT, HEX, 1 - 8), ZINC, MFG: TRIPAC FASTENERS | SET | SET | STK | 19 | 19 | 2018-06-14 15:44 | 4.23 | 4.03 | 4.23
GFM | 1607_CONTINGENCY | 7-B-4 |  | SET-000040 | SET, STUD, 1-1/8 - 7 X 5" (INCLUDES: 2 - EACH - NUT, HEX, 1-1/8 - 7), ZINC, MFG: TRIPAC FASTENERS | SET | SET | STK | 49 | 49 | 2018-11-28 09:17 | 4.89 | 4.66 | 4.89
GFM | 1607_CONTINGENCY | 7-A-4 |  | SET-000041 | SET, STUD, 1-1/8 - 7 X 5-1/2 (INCLUDES: 2 - EACH - NUT, HEX, 1-1/8 - 7), ZINC, MFG: TRIPAC FASTENERS | SET | SET | STK | 60 | 60 | 2018-04-04 | 5.88 | 5.6 | 5.88
GFM | 1607_CONTINGENCY | CONTAINER 10 |  | SET-000042 | ACCESSORY SET, 4" - U, MECHANICAL JOINT, MFG P/N: UFR1400-DA-4-U, MFG: FORD | SET | SET | STK | 8 | 8 | 2018-07-30 | 35.37 | 33.69 | 35.37
GFM | 1607_CONTINGENCY | CONTAINER 10 |  | SET-000043 | ACCESSORY SET, 6" - U, MECHANICAL JOINT, MFG P/N: UFR1400-DA-6-U, MFG: FORD | SET | SET | STK | 1 | 1 | 2017-04-06 17:39 | 43.28 | 41.22 | 43.28
GFM | 1607_CONTINGENCY | CONTAINER 10 |  | SET-000044 | ACCESSORY SET, 8" - U, MECHANICAL JOINT, MFG P/N: UFR1400-DA-8-U, MFG: FORD | SET | SET | STK | 5 | 5 | 2018-08-17 16:08 | 59.74 | 56.9 | 59.74
GFM | 1607_CONTINGENCY | CONTAINER 10 |  | SET-000045 | ACCESSORY SET, 10" - U, MECHANICAL JOINT, MFG P/N: UFR1400-DA-10-U, MFG: FORD | SET | SET | STK | 1 | 1 | 2018-08-17 16:02 | 86.26 | 82.16 | 86.26
GFM | 1607_CONTINGENCY | CONTAINER 10 |  | SET-000047 | ACCESSORY SET, 16" - U, MECHANICAL JOINT, MFG P/N: UFR1400-DA-16-U, MFG: FORD | SET | SET | STK | 4 | 4 | 2018-07-30 | 203.58 | 193.9 | 203.58
GFM | 1607_CONTINGENCY | 7-A-6 | INDIGO | SET-000049 | SET, STUD, 3/4” - 9 X 4-1/2" (INCLUDES: 2 - EACH - NUT, HEX), BLUE, MFG: PFC | SET | SET | STK | 15 | 15 | 2017-04-06 17:43 | 3.01 | 3.01 | 3.01
GFM | 1607_CONTINGENCY | 7-A-6 | INDIGO | SET-000051 | SET, STUD, 1” - 8 X 5-1/2" (INCLUDES: 2 - EACH - NUT, HEX), BLUE, MFG: PFC | SET | SET | STK | 88 | 88 | 2018-11-23 16:30 | 6.19 | 6.19 | 6.19
GFM | 1607_CONTINGENCY | 7-A-1 | INDIGO | SET-000055 | SET, STUD, 3/4” - 10 X 4-1/2" (INCLUDES: 2 - EACH - NUT, HEX), ZINC, MFG: PFC | SET | SET | STK | 20 | 20 | 2018-06-14 15:44 | 1.66 | 1.66 | 1.66
GFM | 1607_CONTINGENCY | 7-A-3 | INDIGO | SET-000055 | SET, STUD, 3/4” - 10 X 4-1/2" (INCLUDES: 2 - EACH - NUT, HEX), ZINC, MFG: PFC | SET | SET | STK | 2 | 2 | 2018-04-10 10:16 | 1.66 | 1.66 | 1.66
GFM | 1607_CONTINGENCY | 7-A-3 | INDIGO | SET-000056 | SET, STUD, 7/8” - 10 X 4-1/2" (INCLUDES: 2 - EACH - NUT, HEX), ZINC, MFG: PFC | SET | SET | STK | 53 | 53 | 2017-04-06 17:35 | 2.61 | 2.61 | 2.61
GFM | 1607_CONTINGENCY | 7-B-4 | INDIGO | SET-000057 | SET, STUD, 1” - 8 X 5-1/2" (INCLUDES: 2 - EACH - NUT, HEX), ZINC, MFG: PFC | SET | SET | STK | 135 | 135 | 2018-11-28 09:17 | 3.84 | 3.84 | 3.84
GFM | 1607_CONTINGENCY | 7-B-3 | INDIGO | SET-000058 | SET, STUD, 1-1/8” - 7 X 6" (INCLUDES: 2 - EACH - NUT, HEX), ZINC, MFG: PFC | SET | SET | STK | 91 | 91 | 2018-11-28 09:17 | 5.72 | 5.72 | 5.72
GFM | 1607_CONTINGENCY | 7-B-4 | INDIGO | SET-000059 | SET, STUD, 1-1/8” - 7 X 6-1/2" (INCLUDES: 2 - EACH - NUT, HEX), ZINC, MFG: PFC | SET | SET | STK | 114 | 114 | 2018-11-28 09:17 | 5.85 | 5.85 | 5.85
GFM | 1607_CONTINGENCY | 7-A-6 | INDIGO | SET-000061 | SET, STUD, 1-1/8” - 8 X 6” (INCLUDES: 2 - EACH - NUT, HEX, 1 - 8), B7, ATS, BLUE, MFG: HODELL-NATCO | SET | SET | STK | 98 | 98 | 2018-10-22 08:14 | 9.14 | 9.14 | 9.14
GFM | 1607_CONTINGENCY | 5-B-4 | AMERICAN WATER WORKS INTERNATIONAL | SET-000063 | ACCESSORY PACK, ROMAGRIP, 12”, MFG P/N: 248-12, MFG: ROMAC INDUSTRIES, INC. | SET | EACH | STK | 8 | 8 | 2018-09-26 14:56 | 119.78 | 119.78 | 119.78
GFM | 1607_CONTINGENCY | 5-B-4 | AMERICAN WATER WORKS INTERNATIONAL | SET-000064 | ACCESSORY PACK, ROMAGRIP, 12”, MFG P/N: 248-12, MFG: ROMAC INDUSTRIES, INC. | SET | EACH | STK | 4 | 4 | 2018-09-26 14:56 | 184.8 | 184.8 | 184.8
GFM | 1607_CONTINGENCY | CONTAINER 26 | AMERICAN WATER WORKS INTERNATIONAL | SET-000065 | ACCESSORY PACK, ROMAGRIP, 18”, MFG P/N: 248-18, MFG: ROMAC INDUSTRIES, INC. | SET | EACH | STK | 2 | 2 | 2018-07-30 | 293.34 | 293.34 | 293.34
GFM | 1607_CONTINGENCY | 1-B-15 |  | SHAF-000002 | SHAFT, PACO, PUMP, NSN: 4320LLL505078, MODEL 52-47011NCP SERIAL H38261A 4X4 | EACH | EACH | STK | 2 | 2 | 2018-07-17 | 424.31 | 404.13 | 424.31
GFM | 1607_CONTINGENCY | 1-B-15 |  | SHAF-000003 | SHAFT, PUMP, NSN: 4320LLL505069, 1984 WORTHINGTON MODEL 7VVF4 SIZE 7 | EACH | EACH | STK | 1 | 1 | 2018-07-17 | 1108.73 | 1056 | 1108.73
GFM | 1607_CONTINGENCY | 1-B-15 |  | SHAF-000004 | SHAFT, PUMP, NSN: 4320LLL505091, FOR 1988 CRANCE DEMING PUMP MDL 719540561221 | EACH | EACH | STK | 7 | 7 | 2018-07-17 | 345.43 | 329 | 345.43
GFM | 1607_CONTINGENCY | SW-A-11 |  | SHAF-000005 | SEAL, SHAFT, MFG P/N: 0030892, MI-040979, MFG: JOHN CRANE | EACH | EACH | STK | 2 | 2 | 2018-07-25 | 660.63 | 629.21 | 660.63
GFM | 1607_CONTINGENCY | SW-A-11 |  | SHAF-000007 | GASKET, SHAFT, SLEEVE, MFG P/N: 0077412 | EACH | EACH | STK | 2 | 2 | 2018-07-25 | 5.58 | 5.31 | 5.58
GFM | 1607_CONTINGENCY | SW-A-11 |  | SHAF-000013 | SHAFT | EACH | EACH | STK | 2 | 2 | 2018-07-25 | 131.24 | 125 | 131.24
GFM | 1607_CONTINGENCY | 7-C-10 |  | SHAF-000017 | SHAFT ASSEMBLY, MFG P/N: 52-235-497-001, SH2097391 | EACH | EACH | STK | 2 | 2 | 2018-07-25 | 1556.37 | 1976.81 | 2075.52
GFM | 1607_CONTINGENCY | AWNING |  | SHAF-000018 | SHAFT ASSEMBLY, LINE, MFG P/N: 273187740, MFG: CONWAY | EACH | EACH | STK | 1 | 1 | 2018-07-31 | 587.96 | 560 | 587.96
GFM | 1607_CONTINGENCY | BW FLOOR |  | SHAF-000019 | SHAFT, P/N: 80879869 | EACH | EACH | STK | 1 | 1 | 2018-06-25 | 1574.9 | 1500 | 1574.9
GFM | 1607_CONTINGENCY | SW-C-07 |  | SHAF-000020 | SHAFT W/MAGNET, CONNECTION, 4" - 6", MFG P/N: 5701622323002, MFG: SENSUS METERING SYSTEMS | EACH | EACH | STK | 4 | 4 | 2018-10-11 16:30 | 64.83 | 61.75 | 64.83
GFM | 1607_CONTINGENCY | 7-B-14 |  | SHAF-000021 | HEADSHAFT, 1.18"DIA, 45.44'LG, MFG PN: B01801BEFH-2227, MFG: XYLEM | EACH | EACH | STK | 1 | 1 | 2018-07-26 | 2407.49 | 2407.49 | 2407.49
GFM | 1607_CONTINGENCY | 7-B-14 |  | SHAF-000022 | LINESHAFT, 1.18" 25.00LG, MFG PN: C02043B25-2227, MFG: XYLEM | EACH | EACH | STK | 1 | 1 | 2018-07-26 | 2407.49 | 2407.49 | 2407.49
GFM | 1607_CONTINGENCY | 1-B-15 |  | SHAF-800057 | SHAFT, PUMP, NSN: 4320LLL505076, 1983 CHICAGO PUMP COMMINUTOR MODEL 10A | EACH | EACH | STK | 2 | 2 | 2018-07-17 | 644.21 | 613.57 | 644.21
GFM | 1607_CONTINGENCY | SW-A-11 |  | SHIE-000002 | SHIELD, LIGHT, SOURCE, MFG P/N: 4529900 | EACH | EACH | STK | 2 | 2 | 2018-07-25 | 36.75 | 35 | 36.75
GFM | 1607_CONTINGENCY | 1-B-15 |  | SHIM-000001 | SHIM, MFG: YEOMANS CHICAGO CORPORATION, MFG P/N: 00011074-004, SHIM010 | EACH | EACH | STK | 2 | 2 | 2018-07-17 | 2.09 | 1.99 | 2.09
GFM | 1607_CONTINGENCY | 1-B-15 |  | SHIM-000002 | SHIM, MFG: YEOMANS CHICAGO CORPORATION, MFG P/N: 00011074-005, SHIM015 | EACH | EACH | STK | 1 | 1 | 2018-07-17 | 2.15 | 2.05 | 2.15
GFM | 1607_CONTINGENCY | 1-B-15 |  | SHIM-000003 | SHIM, MFG: YEOMANS CHICAGO CORPORATION, MFG P/N: 00011074-006, SHIM020 | EACH | EACH | STK | 1 | 1 | 2018-07-17 | 2.31 | 2.2 | 2.31
GFM | 1607_CONTINGENCY | 1-B-15 |  | SHIM-000004 | SHIM, MFG: YEOMANS CHICAGO CORPORATION, MFG P/N: 00011074-002, SHIM004 | EACH | EACH | STK | 1 | 1 | 2018-07-17 | 1.04 | 0.99 | 1.04
GFM | 1607_CONTINGENCY | 1-B-15 |  | SHIM-000005 | SHIM, MFG: YEOMANS CHICAGO CORPORATION, MFG P/N: 00011074-007, SHIM100 | EACH | EACH | STK | 1 | 1 | 2018-07-17 | 4.19 | 7.67 | 4.19
GFM | 1607_CONTINGENCY | SW-A-11 |  | SHOE-000003 | SHOE, GB, MFG P/N: 60052, MFG: MILTON ROY | EACH | EACH | STK | 6 | 6 | 2018-07-25 | 18.58 | 17.7 | 18.58
GFM | 1607_CONTINGENCY | 1-D-14 |  | SLEV-000001 | SLEEVE, MFG: COSMODYNE, MFG P/N: 3207215-39, MS20819-8J | EACH | EACH | STK | 1 | 1 | 2018-07-17 | 3.33 | 3.17 | 3.33
GFM | 1607_CONTINGENCY | SW-A-11 |  | SLEV-000003 | SLEEVE, 5/8" OD, SENTINEL DRIVE SCREW, MFG P/N: D300509 | EACH | EACH | STK | 1 | 1 | 2018-07-25 | 9.06 | 8.63 | 9.06
GFM | 1607_CONTINGENCY | 7-C-3 |  | SLEV-000004 | SLEEVE, 5/8", MFG P/N: S300509, MFG: CALGON CARBON CORPORATION | EACH | EACH | STK | 3 | 3 | 2019-02-22 10:41 | 39.12 | 72.41 | 39.12
GFM | 1607_CONTINGENCY | SW-A-11 |  | SLEV-000004 | SLEEVE, 5/8", MFG P/N: S300509, MFG: CALGON CARBON CORPORATION | EACH | EACH | STK | 5 | 5 | 2018-07-25 | 39.12 | 72.41 | 39.12
GFM | 1607_CONTINGENCY | SW-A-11 |  | SLEV-000005 | SLEEVE, RATE, VALVE, 10PPD, MFG P/N: V-125-2, MFG: SEVERN TRENT | EACH | EACH | STK | 5 | 5 | 2018-07-25 | 574.31 | 547 | 574.31
GFM | 1607_CONTINGENCY | 7-C-10 |  | SLEV-000010 | SLEEVE, SHAFT, MFG P/N: 52-229-617-003, SL1439316 | EACH | EACH | STK | 4 | 4 | 2018-07-25 | 1556.37 | 1522.67 | 1598.7
GFM | 1607_CONTINGENCY | 7-C-10 |  | SLEV-000013 | SLEEVE, 1025G, EXP BLT, (GEAR COUPLING SLEEVE), MFG P/N: 0744993, MFG: FALK | EA | EACH | STK | 8 | 8 | 2018-07-25 | 178.49 | 170 | 178.49
GFM | 1607_CONTINGENCY | SW-A-11 |  | SLEV-000014 | SLEEVE, STAINLESS STEEL, MFG P/N: 951-158RP, MFG: TACO | EACH | EACH | STK | 2 | 2 | 2018-07-25 | 551.21 | 525 | 551.21
GFM | 1607_CONTINGENCY | SW-A-11 |  | SLEV-000015 | SLEEVE, O-RING, MFG P/N: 951-176RP, MFG: TACO | EACH | EACH | STK | 4 | 4 | 2018-09-28 08:47 | 5.98 | 5.7 | 5.98
GFM | 1607_CONTINGENCY | 4-C-20 |  | SLEV-000017 | SLEEVE, 12, STAINLESS STEEL, TAPPING, (SST-13.30 X 10 DI FLANGE), O.D. RANGE: 12.90-13.30, OUTLET: 12, MFG P/N: 100-1330100, MFG: ROMAC INDUSTRIES INC | EACH | EACH | STK | 1 | 1 | 2018-07-20 | 1101.38 | 1049 | 1101.38
GFM | 1607_CONTINGENCY | 4-C-20 |  | SLEV-000018 | SLEEVE, 6, STAINLESS STEEL, TAPPING, (SST-7.00 X 4 DI FLANGE), O.D. RANGE: 6.60-7.00, OUTLET: 4, MFG P/N: 100-0700040, MFG: ROMAC INDUSTRIES INC | EACH | EACH | STK | 1 | 1 | 2018-07-20 | 425.4 | 405.17 | 425.4
GFM | 1607_CONTINGENCY | 4-C-20 |  | SLEV-000019 | SLEEVE, 10, STAINLESS STEEL, TAPPING, (SST-11.13 X 6 DI FLANGE), O.D. RANGE: 10.73-11.13, OUTLET: 6, MFG P/N: 100-1113060, MFG: ROMAC INDUSTRIES INC | EACH | EACH | STK | 1 | 1 | 2018-07-20 | 516.96 | 492.37 | 516.96
GFM | 1607_CONTINGENCY | 4-C-20 |  | SLEV-000020 | SLEEVE, 8, STAINLESS STEEL, TAPPING, (SST-9.06 X 4 DI FLANGE), O.D. RANGE: 8.62-9.06, OUTLET: 4, MFG P/N: 100-0906040, MFG: ROMAC INDUSTRIES INC | EACH | EACH | STK | 1 | 1 | 2018-07-20 | 431.34 | 399.47 | 418.92
GFM | 1607_CONTINGENCY | 4-C-20 |  | SLEV-000021 | SLEEVE, 12, STAINLESS STEEL, TAPPING, (SST-13.30 X 6 DI FLANGE), O.D. RANGE: 12.90-13.30, OUTLET: 6, MFG P/N: 100-1330060, MFG: ROMAC INDUSTRIES INC | EACH | EACH | STK | 1 | 1 | 2018-07-20 | 579.36 | 551.81 | 579.36
GFM | 1607_CONTINGENCY | 4-C-20 |  | SLEV-000022 | SLEEVE, 12, STAINLESS STEEL, TAPPING, (SST-13.30 X 8 DI FLANGE), O.D. RANGE: 12.90-13.30, OUTLET: 8, MFG P/N: 100-1330080, MFG: ROMAC INDUSTRIES INC | EACH | EACH | STK | 1 | 1 | 2018-07-20 | 679.27 | 646.97 | 679.27
GFM | 1607_CONTINGENCY | 4-C-18 |  | SLEV-000023 | SLEEVE, 16, STAINLESS STEEL, TAPPING, (SST-17.55 X 12 DI FLANGE), O.D. RANGE: 17.15-17.55, OUTLET: 12, MFG P/N: 100-1755120, MFG: ROMAC INDUSTRIES INC | EACH | EACH | STK | 1 | 1 | 2018-07-20 | 1805.88 | 1720 | 1805.88
GFM | 1607_CONTINGENCY | 4-C-18 |  | SLEV-000024 | SLEEVE, 20, STAINLESS STEEL, TAPPING, (SST-21.80 X 12 DI FLANGE), O.D. RANGE: 21.40-21.80, OUTLET: 12, MFG P/N: 100-2180120, MFG: ROMAC INDUSTRIES INC | EACH | EACH | STK | 1 | 1 | 2018-07-20 | 2156.56 | 2054 | 2156.56
GFM | 1607_CONTINGENCY | 4-C-19 |  | SLEV-000025 | SLEEVE, 14, STAINLESS STEEL, TAPPING, (SST-15.60 X 12 DI FLANGE), O.D. RANGE: 15.20-15.60, OUTLET: 12, MFG P/N: 100-1560120, MFG: ROMAC INDUSTRIES INC | EACH | EACH | STK | 1 | 1 | 2018-07-20 | 1725.04 | 1643 | 1725.04
GFM | 1607_CONTINGENCY | 7-C-3 |  | SLEV-000028 | SLEEVE, QUARTZ, 40MM, 38", 10KW, DOME END, MFG P/N: S300422, MFG: CALGON CARBON CORPORATION | EACH | EACH | STK | 11 | 11 | 2019-03-26 12:59 | 472.47 | 442.16 | 472.47
GFM | 1607_CONTINGENCY | SW-B-11 |  | SLEV-000028 | SLEEVE, QUARTZ, 40MM, 38", 10KW, DOME END, MFG P/N: S300422, MFG: CALGON CARBON CORPORATION | EACH | EACH | STK | 6 | 6 | 2018-08-17 16:02 | 472.47 | 442.16 | 472.47
GFM | 1607_CONTINGENCY | CONTAINER 9 |  | SLEV-000029 | SLEEVE, 24", SOLID, DUCTILE IRON, UFC024350DI, MFG P/N: 20810, MFG: TYLER UNION | EACH | EACH | STK | 2 | 2 | 2018-07-30 | 1985.36 | 1890.94 | 1985.36
GFM | 1607_CONTINGENCY | CONTAINER 16 | AMERICAN WATER WORKS INTERNATIONAL | SLEV-000030 | SLEEVE, 18”, MECHANICAL JOINT, SOLID, LONG, DUCTILE IRON, MFG: STAR | EACH | EACH | STK | 1 | 1 | 2018-06-14 15:44 | 1003.11 | 999.1 | 1003.11
GFM | 1607_CONTINGENCY | CONTAINER 9 |  | SLEV-000031 | SLEEVE, 16" X 15", SOLID, DUCTILE IRON, UFCO16X15350DI, MFG P/N: 26310, MFG: TYLER UNION | EACH | EACH | STK | 1 | 1 | 2018-07-30 | 927.56 | 883.45 | 927.56
GFM | 1607_CONTINGENCY | CONTAINER 9 |  | SLEV-000033 | SLEEVE, 20", SOLID, DUCTILE IRON, 20UNIONTYLER, MFG P/N: 25610, MFG: TYLER UNION | EACH | EACH | STK | 1 | 1 | 2018-07-30 | 1317.78 | 1286.45 | 1317.78
GFM | 1607_CONTINGENCY | CONTAINER 16 | AMERICAN WATER WORKS INTERNATIONAL | SLEV-000034 | SLEEVE, 16, MECHANICAL JOINT, SOLID, DUCTILE IRON, 12 HOLE, DI350, 16X 9.5, MFG P/N: 15410, MFG: UFCO | EACH | EACH | STK | 1 | 1 | 2018-07-30 | 756.81 | 822.11 | 756.81
GFM | 1607_CONTINGENCY | CONTAINER 12 |  | SLEV-000035 | SLEEVE, 18, MECHANICAL JOINT, SOLID, DUCTILE IRON, 12 HOLE, DI350, 18X 9.5, MFG P/N: 23110, MFG: UNION | EACH | EACH | STK | 2 | 2 | 2018-12-31 10:47 | 612.67 | 583.53 | 612.67
GFM | 1607_CONTINGENCY | CONTAINER 12 |  | SLEV-000036 | SLEEVE, 20, MECHANICAL JOINT, SOLID, DUCTILE IRON, 14 HOLE, 20X 9 ½, MFG P/N: 15310, MFG: UNION | EACH | EACH | STK | 1 | 1 | 2018-07-30 | 739.89 | 704.7 | 739.89
GFM | 1607_CONTINGENCY | CONTAINER 19 |  | SLEV-000038 | SLEEVE, SPLIT, REPAIR, NOMINAL SIZE: 24, O.D. RANGE: 25.72 - 25.85, W/BOLTS GASKETS, MFG P/N: 67050009154004, MFG: SMITH BLAIR, INC. | EACH | EACH | STK | 1 | 1 | 2017-04-06 16:37 | 4816.96 | 4587.88 | 4816.96
GFM | 1607_CONTINGENCY | CONTAINER 19 |  | SLEV-000039 | SLEEVE, SPLIT, REPAIR, NOMINAL SIZE: 16, O.D. RANGE: 17.32 - 17.45, W/BOLTS GASKETS, MFG P/N: 67050009154001, MFG: SMITH BLAIR, INC. | EACH | EACH | STK | 4 | 4 | 2018-07-30 | 3282.22 | 3126.13 | 3282.22
GFM | 1607_CONTINGENCY | CONTAINER 19 |  | SLEV-000040 | SLEEVE, SPLIT, REPAIR, NOMINAL SIZE: 14, O.D. RANGE: 15.22 - 15.35, W/BOLTS GASKETS, MFG P/N: 67050009154000, MFG: SMITH BLAIR, INC. | EACH | EACH | STK | 2 | 2 | 2018-09-17 | 2908.32 | 2770.01 | 2908.32
GFM | 1607_CONTINGENCY | CONTAINER 19 |  | SLEV-000041 | SLEEVE, SPLIT, REPAIR, NOMINAL SIZE: 18, O.D. RANGE: 19.42 - 19.55, W/BOLTS GASKETS, MFG P/N: 67050009154002, MFG: SMITH BLAIR, INC. | EACH | EACH | STK | 4 | 4 | 2018-07-30 | 3662.32 | 3488.15 | 3662.32
GFM | 1607_CONTINGENCY | CONTAINER 19 |  | SLEV-000042 | SLEEVE, SPLIT, REPAIR, NOMINAL SIZE: 20, O.D. RANGE: 21.52 - 21.65, W/BOLTS GASKETS, MFG P/N: 67050009154003, MFG: SMITH BLAIR, INC. | EACH | EACH | STK | 2 | 2 | 2018-07-30 | 4051.05 | 3858.39 | 4051.05
GFM | 1607_CONTINGENCY | CONTAINER 19 |  | SLEV-000043 | SLEEVE, 12, REPAIR, 12 X 18 ½, 250W, (INCLUDES: 4 PC. GASKET SET), MFG P/N: 120H785DI, MFG: MUELLER | EACH | EACH | STK | 5 | 5 | 2018-07-30 | 1840.09 | 1752.58 | 1840.09
GFM | 1607_CONTINGENCY | CONTAINER 9 |  | SLEV-000046 | SLEEVE, 8", SOLID, DUCTILE IRON, LONG, 350 DI, C-153, MFG: TYLER UNION | EACH | EACH | STK | 1 | 1 | 2018-07-30 | 132.23 | 125.94 | 132.23
GFM | 1607_CONTINGENCY | CONTAINER 26 |  | SLEV-000047 | SLEEVE, 10", SOLID, DUCTILE IRON, LONG, 350 DI, C-153, MFG: TYLER UNION | EACH | EACH | STK | 2 | 2 | 2018-07-30 | 190.3 | 181.25 | 190.3
GFM | 1607_CONTINGENCY | 4-C-9 |  | SLEV-000049 | SLEEVE, STAINLESS STEEL, NOMINAL SIZE: 8, O.D. RANGE: 9.04 - 9.45, SST-111, 9.45 X 6, DI, MFG P/N: 103-0945060, MFG: ROMAC INDUSTRIES, INC. | EACH | EACH | STK | 1 | 1 | 2018-10-09 15:07 | 417.12 | 397.28 | 417.12
GFM | 1607_CONTINGENCY | 4-C-9 |  | SLEV-000050 | SLEEVE, STAINLESS STEEL, NOMINAL SIZE: 10, O.D. RANGE: 11.06 - 11.45, SST-111, 11.45 X 6, DI, MFG P/N: 103-1145060, MFG: ROMAC INDUSTRIES, INC. | EACH | EACH | STK | 1 | 1 | 2018-09-26 14:56 | 461.27 | 461.27 | 461.27
GFM | 1607_CONTINGENCY | 3-B-13 |  | SLEV-000051 | SLEEVE, STAINLESS STEEL, NOMINAL SIZE: 10, O.D. RANGE: 11.06 - 11.45, SST-111, 11.45 X 8, DI, MFG P/N: 103-1145080, MFG: ROMAC INDUSTRIES, INC. | EACH | EACH | STK | 1 | 1 | 2017-08-14 | 541.72 | 515.96 | 541.72
GFM | 1607_CONTINGENCY | 4-C-9 |  | SLEV-000052 | SLEEVE, STAINLESS STEEL, NOMINAL SIZE: 6, O.D. RANGE: 6.60 - 7.00, SST-111, 7.00 X 4, DI, MFG P/N: 103-0700040, MFG: ROMAC INDUSTRIES, INC. | EACH | EACH | STK | 1 | 1 | 2018-09-26 14:56 | 387.29 | 387.29 | 387.29
GFM | 1607_CONTINGENCY | 7-C-5 | INDIGO | SLEV-000053 | SLEEVE, 14”, STAINLESS STEEL, TAPPING, (SST-15.60 X 8 DI FLANGE), O.D. RANGE : 15.20-15.60, MFG P/N: 103-1560080, MFG: ROMAC INDUSTRIES INC | EACH | EACH | STK | 1 | 1 | 2018-07-26 | 815.81 | 815.81 | 815.81
GFM | 1607_CONTINGENCY | 7-C-5 | INDIGO | SLEV-000054 | SLEEVE, 16”, STAINLESS STEEL, TAPPING, (SST-17.55 X 8 DI FLANGE), O.D. RANGE: 17.16 – 17.55, MFG P/N: 103-1755080, MFG: ROMAC INDUSTRIES INC. | EACH | EACH | STK | 1 | 1 | 2018-07-26 | 912.09 | 912.09 | 912.09
GFM | 1607_CONTINGENCY | 7-A-8 | INDIGO | SLEV-000055 | SLEEVE, STAINLESS STEEL, NOMINAL SIZE: 8, O.D. RANGE : 8.62 - 9.06, SST-111, 6 DI, MFG P/N: 103-0906060, MFG: ROMAC INDUSTRIES, INC. | EACH | EACH | STK | 1 | 1 | 2018-11-14 09:58 | 490.65 | 490.65 | 490.65
GFM | 1607_CONTINGENCY | 7-A-8 | INDIGO | SLEV-000056 | SLEEVE, STAINLESS STEEL, NOMINAL SIZE: 10, O.D. RANGE : 10.73 - 11.13, SST-111, 8 DI, MFG P/N: 103-1113080, MFG: ROMAC INDUSTRIES, INC. | EACH | EACH | STK | 1 | 1 | 2018-11-14 09:58 | 638.47 | 638.47 | 638.47
GFM | 1607_CONTINGENCY | CONTAINER 26 | FRONTIER SUPPLY COMPANY | SLEV-000057 | SLEEVE, 4", SOLID, DUCTILE IRON, 12” LONG, MECHANICAL JOINT, C-153, MFG: STAR | EACH | EACH | STK | 2 | 2 | 2018-07-30 | 91.67 | 91.67 | 91.67
GFM | 1607_CONTINGENCY | CONTAINER 26 | FRONTIER SUPPLY COMPANY | SLEV-000058 | SLEEVE, 6", SOLID, DUCTILE IRON, 12” LONG, MECHANICAL JOINT, C-153, MFG: STAR | EACH | EACH | STK | 1 | 1 | 2018-07-30 | 113.83 | 113.83 | 113.83
GFM | 1607_CONTINGENCY | CONTAINER 26 | FRONTIER SUPPLY COMPANY | SLEV-000059 | SLEEVE, 8”, STAINLESS STEEL, TAPPING, O.D. RANGE: 9.05”-9.45”, C/N: FAST-945-6, MFG: FORD METER BOX COMPANY | EACH | EACH | STK | 1 | 1 | 2018-07-30 | 663.69 | 663.69 | 663.69
GFM | 1607_CONTINGENCY | CONTAINER 16 | AMERICAN WATER WORKS INTERNATIONAL | SLEV-000060 | SLEEVE, SOLID, 12”, SHORT, DUCTILE IRON, MFG P/N: C153D1350, MFG: STAR | EACH | EACH | STK | 2 | 2 | 2017-04-06 17:55 | 230.71 | 230.71 | 230.71
GFM | 1607_CONTINGENCY | CONTAINER 26 | AMERICAN WATER WORKS INTERNATIONAL | SLEV-000061 | SLEEVE, SOLID, 14”, SHORT, DUCTILE IRON, MFG: STAR | EACH | EACH | STK | 2 | 2 | 2017-04-06 17:55 | 506.62 | 506.62 | 506.62
GFM | 1607_CONTINGENCY | CONTAINER 16 | AMERICAN WATER WORKS INTERNATIONAL | SLEV-000062 | SLEEVE, SOLID, 16”, SHORT, DUCTILE IRON, MFG: STAR | EACH | EACH | STK | 2 | 2 | 2018-07-30 | 611.27 | 611.27 | 611.27
GFM | 1607_CONTINGENCY | CONTAINER 26 | FRONTIER SUPPLY COMPANY | SLEV-000063 | SLEEVE, 4”, MECHANICAL JOINT, SHORT, SOLID, DUCTILE IRON, DI350, MFG: STAR | EACH | EACH | STK | 2 | 2 | 2018-07-30 | 44.43 | 44.43 | 44.43
GFM | 1607_CONTINGENCY | CONTAINER 26 | FRONTIER SUPPLY COMPANY | SLEV-000064 | SLEEVE, 6”, MECHANICAL JOINT, SHORT, SOLID, DUCTILE IRON, DI350, MFG: STAR | EACH | EACH | STK | 2 | 2 | 2018-07-30 | 61.26 | 65.7 | 61.26
CAM | 1607_CONTINGENCY | 1-B-6 | FRONTIER SUPPLY COMPANY | SLEV-000064 | SLEEVE, 6”, MECHANICAL JOINT, SHORT, SOLID, DUCTILE IRON, DI350, MFG: STAR | EACH | EACH | STK | 4 | 4 | 2018-07-16 | 61.26 | 65.7 | 61.26
GFM | 1607_CONTINGENCY | CONTAINER 26 | FRONTIER SUPPLY COMPANY | SLEV-000065 | SLEEVE, 8”, MECHANICAL JOINT, SHORT, SOLID, DUCTILE IRON, DI350, MFG: STAR | EACH | EACH | STK | 1 | 1 | 2018-07-30 | 83.1 | 88.01 | 83.1
CAM | 1607_CONTINGENCY | 1-B-6 | FRONTIER SUPPLY COMPANY | SLEV-000065 | SLEEVE, 8”, MECHANICAL JOINT, SHORT, SOLID, DUCTILE IRON, DI350, MFG: STAR | EACH | EACH | STK | 4 | 4 | 2018-07-16 | 83.1 | 88.01 | 83.1
GFM | 1607_CONTINGENCY | CONTAINER 26 | FRONTIER SUPPLY COMPANY | SLEV-000066 | SLEEVE, 10”, MECHANICAL JOINT, SHORT, SOLID, DUCTILE IRON, DI350, MFG: STAR | EACH | EACH | STK | 2 | 2 | 2018-07-30 | 126.05 | 138.61 | 126.05
CAM | 1607_CONTINGENCY | 1-B-6 | FRONTIER SUPPLY COMPANY | SLEV-000066 | SLEEVE, 10”, MECHANICAL JOINT, SHORT, SOLID, DUCTILE IRON, DI350, MFG: STAR | EACH | EACH | STK | 4 | 4 | 2018-07-16 | 126.05 | 138.61 | 126.05
GFM | 1607_CONTINGENCY | 4-C-9 | FRONTIER SUPPLY COMPANY | SLEV-000067 | SLEEVE, 10”, STAINLESS STEEL, TAPPING, O.D. RANGE: 11.05”-11.45”, 8” WIDTH, P/N: FAST-1145-8, MFG: FORD METER BOX COMPANY | EACH | EACH | STK | 1 | 1 | 2018-07-20 | 880.95 | 880.95 | 880.95
CAM | 1607_CONTINGENCY | 1-B-6 |  | SLEV-000068 | SLEEVE, 12" SOLID DI SHORT MFG STAR | EACH | EACH | STK | 4 | 4 | 2018-07-16 | 140.85 | 140.85 | 140.85
CAM | 1607_CONTINGENCY | 1-C-7 |  | SLEV-000069 | SLEEVE,6" SOLID DI LONG MFG STAR | EACH | EACH | STK | 4 | 4 | 2018-07-17 | 85.21 | 85.21 | 85.21
CAM | 1607_CONTINGENCY | 1-C-7 |  | SLEV-000070 | SLEEVE, 8" SOLID DI LONG MFG STAR | EACH | EACH | STK | 4 | 4 | 2018-07-17 | 111.27 | 111.27 | 111.27
CAM | 1607_CONTINGENCY | 1-C-7 |  | SLEV-000071 | SLEEVE, 10" SOLID DI LONG MFG STAR | EACH | EACH | STK | 4 | 4 | 2018-07-17 | 166.9 | 166.9 | 166.9
CAM | 1607_CONTINGENCY | 1-C-10 |  | SLEV-000072 | SLEEVE, 12" SOLID DI LONG MFG STAR | EACH | EACH | STK | 4 | 4 | 2018-07-18 | 225.35 | 225.35 | 225.35
GFM | 1607_CONTINGENCY | 1-B-9 |  | SLEV-000073 | SLEEVE, MJ SOLID SHORT ( 12"X7.5") MFG TYLER UNION | EACH | EACH | STK | 2 | 2 | 2018-08-06 09:10 | 155.64 | 155.64 | 155.64
GFM | 1607_CONTINGENCY | 1-B-9 |  | SLEV-000074 | SLEEVE, MJ SOLID SHORT (10"X7.5") MFG TYLER UNION | EACH | EACH | STK | 2 | 2 | 2018-08-06 09:10 | 184.54 | 184.54 | 184.54
GFM | 1607_CONTINGENCY | 1-B-9 |  | SLEV-000075 | SLEEVE, MJ SOLID SHORT (8"X7.5") MFG TYLER UNION | EACH | EACH | STK | 4 | 4 | 2018-08-06 09:10 | 90.01 | 90.01 | 90.01
GFM | 1607_CONTINGENCY | 1-B-9 |  | SLEV-000076 | SLEEVE, MJ SOLID SHORT (6"X7.5") MFG TYLER UNION | EACH | EACH | STK | 4 | 4 | 2018-08-06 09:10 | 67.45 | 67.45 | 67.45
GFM | 1607_CONTINGENCY | 1-B-9 |  | SLEV-000077 | SLEEVE, MJ SOLID LONG, DI ( 12"X12") MFG TYLER UNION | EACH | EACH | STK | 2 | 2 | 2018-08-06 09:10 | 249.02 | 249.02 | 249.02
GFM | 1607_CONTINGENCY | 1-B-10 |  | SLEV-000078 | SLEEVE, MJ SOLID LONG, DI (10"X12") MFG TYLER UNION | EACH | EACH | STK | 2 | 2 | 2018-08-06 09:10 | 184.54 | 184.54 | 184.54
GFM | 1607_CONTINGENCY | 1-B-10 |  | SLEV-000079 | SLEEVE, MJ SOLID LONG, DI (8"X12") MFG TYLER UNION | EACH | EACH | STK | 4 | 4 | 2018-08-06 09:10 | 123.03 | 123.03 | 123.03
GFM | 1607_CONTINGENCY | 1-B-10 |  | SLEV-000080 | SLEEVE, MJ SOLID LONG, DI (6"X12") MFG TYLER UNION | EACH | EACH | STK | 4 | 4 | 2018-08-06 09:10 | 94.13 | 94.13 | 94.13
GFM | 1607_CONTINGENCY | BACKWALL FLOOR |  | SODA-000001 | SODA ASH DENSE, CS #497-19-8, 50 LB BAGS | BAG | BAG | STK | 40 | 40 | 2018-04-04 | 41.05 | 39.1 | 41.05
GFM | 1607_CONTINGENCY | SW-A-11 |  | SOLE-000004 | SOLENOID, WATER, 1/2", NPT, MFG P/N: 400-00565, MFG: GRANZOW | EACH | EACH | STK | 5 | 5 | 2018-07-25 | 99.74 | 130.82 | 165.56
GFM | 1607_CONTINGENCY | SW-A-11 |  | SOLE-000009 | SOLENOID, VALVE, 110 VOLTS, 50/60 HZ, 25/28KVA, 1/2", MFG P/N: 2W160-1/2, MFG: STC VALVE | EACH | EACH | STK | 1 | 1 | 2018-07-25 | 131.24 | 125 | 131.24
GFM | 1607_CONTINGENCY | SW-A-11 |  | SOLE-000010 | SOLENOID, VALVE, 110 VAC, -5 - 80 DEGREES CELCIUS, 1-1/2", 0-7 BAR, MFG P/N: 2W-40N, MFG: STC VALVE | EACH | EACH | STK | 1 | 1 | 2018-07-25 | 398.97 | 380 | 398.97
GFM | 1607_CONTINGENCY | SW-A-11 |  | SPAC-000001 | SPACER | EACH | EACH | STK | 2 | 2 | 2018-07-25 | 2.62 | 2.5 | 2.62
GFM | 1607_CONTINGENCY | SW-C-11 |  | SPAR-000001 | KIT, PARTS, SPARE, 100PPD, BM-3250 | KIT | KIT | STK | 29 | 29 | 2018-08-17 16:02 | 201.59 | 192 | 201.59
GFM | 1607_CONTINGENCY | SW-C-11 |  | SPAR-000005 | KIT, SPARE PARTS, STD 65-8, MFG P/N: 8272-07 | KIT | KIT | STK | 1 | 1 | 2018-07-26 | 141.74 | 135 | 141.74
GFM | 1607_CONTINGENCY | 3-B-10 | INDIGO | SPIN-000001 | SPINDLE, MAG AND ASSY., MFG PN: 59698-001, MFG: BADGER | EACH | EACH | STK | 12 | 12 | 2017-10-03 | 9.8 | 9.8 | 9.8
GFM | 1607_CONTINGENCY | YARD BLOCK 6 |  | SPOO-000007 | SPOOL, 24" X 4'L, DUCTILE IRON PIPE, (FLG X FLG), (INCLUDES: 2EA 24” GASKET), FAST, SWD, DI, 125 | EACH | EACH | STK | 1 | 1 | 2018-07-27 | 1732.41 | 1556.49 | 1732.41
GFM | 1607_CONTINGENCY | YARD BLOCK 6 |  | SPOO-000008 | SPOOL, 14 X 4L, DUCTILE IRON PIPE, (FLG X FLG) | EACH | EACH | STK | 3 | 3 | 2018-07-27 | 899.64 | 750.66 | 899.64
GFM | 1607_CONTINGENCY | YARD BLOCK 6 |  | SPOO-000009 | SPOOL, 16 X 4L, DUCTILE IRON PIPE, (FLG X FLG), (INCLUDES: 2EA 16 GASKET), Z10J, FAST, BME, 125, DI | EACH | EACH | STK | 4 | 4 | 2018-07-27 | 1034.45 | 961.59 | 902.3
GFM | 1607_CONTINGENCY | YARD |  | SPOO-000010 | SPOOL, 18 X 4L, DUCTILE IRON PIPE, (FLG X FLG), (INCLUDES: 2EA 18 GASKET), FAST, BME, 125, DI | EACH | EACH | STK | 1 | 1 | 2017-04-06 16:34 | 1166.17 | 1105.62 | 1150.13
GFM | 1607_CONTINGENCY | YARD BLOCK 6 |  | SPOO-000012 | SPOOL, DUCTILE, IRON, PIPE, 4 X 4, C/L, (FLG X FLG), AWWA, MFG P/N: CFF-040400, MFG: FAST FABRICATORS, LLC | EACH | EACH | STK | 1 | 1 | 2019-01-28 14:14 | 217.64 | 192.59 | 217.64
GFM | 1607_CONTINGENCY | YARD BLOCK 6 |  | SPOO-000013 | SPOOL, DUCTILE, IRON, PIPE, 6 X 4, C/L, (FLG X FLG), AWWA, MFG P/N: CFF-060400, MFG: FAST FABRICATORS, LLC | EACH | EACH | STK | 3 | 3 | 2018-07-27 | 269.36 | 228.29 | 269.36
GFM | 1607_CONTINGENCY | YARD BLOCK 6 |  | SPOO-000014 | SPOOL, DUCTILE, IRON, PIPE, 8 X 4, C/L, (FLG X FLG), AWWA, MFG P/N: CFF-080400, MFG: FAST FABRICATORS, LLC | EACH | EACH | STK | 5 | 5 | 2018-07-27 | 422.51 | 328.23 | 422.51
GFM | 1607_CONTINGENCY | YARD BLOCK 6 |  | SPOO-000015 | SPOOL, DUCTILE, IRON, PIPE, 10 X 4, C/L, (FLG X FLG), AWWA, MFG P/N: CFF-100400, MFG: FAST FABRICATORS, LLC | EACH | EACH | STK | 5 | 5 | 2019-03-11 08:25 | 467.77 | 409.66 | 467.77
GFM | 1607_CONTINGENCY | YARD |  | SPOO-000016 | SPOOL, DUCTILE, IRON, PIPE, 12: X 4, C/L, (FLG X FLG), AWWA, MFG P/N: CFF-120400, MFG: FAST FABRICATORS, LLC | EACH | EACH | STK | 2 | 2 | 2018-11-23 16:27 | 607.38 | 526.69 | 607.38
GFM | 1607_CONTINGENCY | YARD BLOCK 6 |  | SPOO-000018 | SPOOL, 18" X 4'L, DUCTILE IRON PIPE, (FLG X FLG) | EACH | EACH | STK | 1 | 1 | 2018-12-31 10:45 | 1265.2 | 1176.4 | 1265.2
GFM | 1607_CONTINGENCY | YARD BLOCK 6 | AISI | SPOO-000020 | SPOOL, DUCTILE, IRON, PIPE, 8” X 1'8", C/L, (FLG X FLG) | EACH | EACH | STK | 1 | 1 | 2018-07-27 | 327.58 | 327.58 | 327.58
GFM | 1607_CONTINGENCY | YARD BLOCK 6 | AISI | SPOO-000022 | SPOOL, DUCTILE, IRON, PIPE, 8” X 3’, C/L, (FLG X FLG) | EACH | EACH | STK | 8 | 8 | 2018-07-27 | 354.81 | 354.81 | 354.81
GFM | 1607_CONTINGENCY | YARD BLOCK 6 | AISI | SPOO-000023 | SPOOL, DUCTILE, IRON, PIPE, 8” X 1’, C/L, (FLG X FLG) | EACH | EACH | STK | 3 | 3 | 2018-08-17 16:02 | 278.23 | 265 | 278.23
GFM | 1607_CONTINGENCY | YARD BLOCK 6 | AISI | SPOO-000024 | SPOOL, DUCTILE, IRON, PIPE, 8” X 6", (FLG X FLG) | EACH | EACH | STK | 1 | 1 | 2018-07-27 | 278.23 | 278.23 | 278.23
GFM | 1607_CONTINGENCY | YARD BLOCK 6 | AISI | SPOO-000025 | SPOOL, DUCTILE, IRON, PIPE, 8” X 2’, C/L, (FLG X FLG) | EACH | EACH | STK | 6 | 6 | 2018-07-27 | 327.58 | 312 | 327.58
GFM | 1607_CONTINGENCY | SW-C-11 |  | SPRI-000007 | SPRING, CAT# 4-50-01B, MFG P/N: C1533D | EACH | EACH | STK | 1 | 1 | 2018-07-26 | 15.75 | 15 | 15.75
GFM | 1607_CONTINGENCY | SW-C-14 |  | SPRI-000012 | SPRING, RELIEF, VALVE, REF 2-41, ITEM #006, MFG P/N: 30508741, MI-038670 | EACH | EACH | STK | 1 | 1 | 2018-07-26 | 15.53 | 14.79 | 15.53
GFM | 1607_CONTINGENCY | SW-C-11 |  | SPRI-000017 | SPRING, RELIEF, MFG P/N: S-100 | EACH | EACH | STK | 22 | 22 | 2018-07-26 | 22.13 | 21.08 | 22.13
GFM | 1607_CONTINGENCY | SW-C-11 |  | SPRI-000018 | SPRING | EACH | EACH | STK | 2 | 2 | 2018-07-26 | 26.25 | 25 | 26.25
GFM | 1607_CONTINGENCY | 1-B-15 |  | SPRI-800061 | SPRING, TENSION, NSN: 5305L505014 | EACH | EACH | STK | 8 | 8 | 2018-07-17 | 3.15 | 3 | 3.15
GFM | 1607_CONTINGENCY | SW-C-11 |  | SPRO-000002 | SPROCKET, POLYCHAIN, GT2, MFG P/N: 8MX-63S-21 2012, MFG: GATES | EA | EACH | STK | 1 | 1 | 2018-07-26 | 470.37 | 448 | 470.37
GFM | 1607_CONTINGENCY | SW-C-11 |  | SPRO-000003 | SPROCKET, POLYCHAIN, GT2, MFG P/N: 8MX-22S-21 1008, SP581, MFG: GATES | EA | EACH | STK | 1 | 1 | 2018-07-26 | 235.18 | 224 | 235.18
GFM | 1607_CONTINGENCY | 6-B-7 |  | SQUE-000001 | SQUEEGEE, B144C, #344, MFG P/N: 117211 | BOX | BOX | STK | 2 | 2 | 2018-07-23 | 78.74 | 75 | 78.74
GFM | 1607_CONTINGENCY | SW-C-11 |  | SSR-000001 | SSR, 40 VOLT, 90A | EACH | EACH | STK | 2 | 2 | 2018-07-17 | 80.16 | 76.35 | 80.16
GFM | 1607_CONTINGENCY | 6-B-7 |  | STAR-000001 | STARTER, METER, MFG: GENERAL ELECTRIC (VYNCKIER CONTROLS) | EACH | EACH | STK | 1 | 1 | 2018-07-23 | 695.58 | 662.5 | 695.58
GFM | 1607_CONTINGENCY | SW-D-01 |  | START-000002 | STARTER, MAGNETIC (FULL VOLTAGE STARTER), MFG P/N: 509-AOD, MFG: ALLEN BRADLEY, 115V-120V, 600VAC, 110V, 50HZ, 3PH | EACH | EACH | STK | 2 | 2 | 2018-06-25 | 364.84 | 347.49 | 364.84
GFM | 1607_CONTINGENCY | SW-D-11 |  | START-000012 | STARTER, NON-REVERSING, MOTOR, SIZE 4, MODEL K, 120/60HZ, 110/50HZ, 3 POLE, MFG P/N: A200M4CAC, MFG: CUTLER HAMMER | EACH | EACH | STK | 2 | 2 | 2018-07-26 | 3178.24 | 4086.25 | 4290.28
GFM | 1607_CONTINGENCY | SW-D-11 |  | START-000013 | STARTER, NON-REVERSING, MOTOR, MFG P/N: A200M2CAC, MFG: CUTLER HAMMER, MN/: J, 120V/60HZ, 110V/50HZ, COIL, SIZE 2, STYLE: 6710C51G05 | EACH | EACH | STK | 1 | 1 | 2018-07-26 | 1793.03 | 1327.18 | 1793.03
GFM | 1607_CONTINGENCY | SW-D-11 |  | START-000016 | COIL, MAGNETIC, (REPLACEMENT PART), MFG P/N: D02936032, MFG: FURNAS, 60HZ, 208-240/440-480V, 50HZ, 190-220/380-440V | EACH | EACH | STK | 1 | 1 | 2018-07-26 | 165.89 | 158 | 165.89
GFM | 1607_CONTINGENCY | 6-C-18 |  | START-000017 | STARTER, MOTOR, 3PH, 115V COIL, SER: A, MAX RATINGS: 200V, 25HP, 230V 30HP, 460-575V 50HP, SIZE: 3, OVERLOAD PROTECTION DEVISE W/ OVERLOAD HEATER J46 (1EA), MFG P/N: 509DOD, MFG: ALLEN-BRADLEY | EACH | EACH | STK | 1 | 2 | 2018-07-24 | 1041.6 | 992.06 | 1041.6
GFM | 1607_CONTINGENCY | 7-C-4 |  | START-000019 | STARTER, NON-REVERSING, 480V/60HZ COIL, SIZE 3, 3 POLE, 440V/50HZ, 3PH, STYLE: 5277C13G09, M/N: J, MFG P/N: A200M3CX, MFG: EATON/CUTLER-HAMMER | EACH | EACH | STK | 1 | 1 | 2019-02-22 10:41 | 841.3 | 801.29 | 841.3
GFM | 1607_CONTINGENCY | SW-D-11 |  | START-000020 | STARTER, NON-REVERSING, MOTOR, 3 POLE, 120V/60HZ, 110V/50HZ, COIL, STYLE: 6710C48G05, M/N: J, MFG P/N: A200M0CAC, MFG: CUTLER HAMMER | EACH | EACH | STK | 1 | 1 | 2018-07-26 | 997.44 | 950 | 997.44
GFM | 1607_CONTINGENCY | 7-C-4 |  | START-000021 | STARTER, NON-REVERSING, MFG P/N: A200M4CW, MFG: CUTLER HAMMER, M/N: K, 240V/60HZ COIL, 220/50HZ, SIZE 4, 3 PHASE, 40HP, 50HP, 100HP, STYLE: 5250C84G10, W/OVERLOAD HEATER FH91 (3EA #179C319G21) | EACH | EACH | STK | 1 | 1 | 2019-02-22 10:41 | 3114.47 | 2966.35 | 3114.47
GFM | 1607_CONTINGENCY | SW-E-06 |  | START-000026 | STARTER, REDUCED, SOFT, MFG P/N: S801T24N3S, MFG: CUTLER HAMMER | EACH | EACH | STK | 1 | 1 | 2018-07-26 | 4715.5 | 4491.24 | 4715.5
GFM | 1607_CONTINGENCY | SW-D-11 |  | START-000027 | STARTER, AC, MAGNETIC, MFG P/N: 8536SC03V02S, MFG: SQUARE D, SIZE 1, 200/230V-60HZ | EACH | EACH | STK | 1 | 1 | 2018-07-26 | 452.73 | 431.2 | 452.73
GFM | 1607_CONTINGENCY | SW-D-11 |  | START-000028 | STARTER, MFG P/N: 8536SFO1S3, MFG: SQUARE D COMPANY, 600V, 50/60HZ, SIZE 4, 480V-60HZ, 440V-50HZ | EACH | EACH | STK | 1 | 1 | 2018-07-26 | 498.72 | 475 | 498.72
GFM | 1607_CONTINGENCY | SW-D-11 |  | START-000031 | CONTROLLER, DEFINITE, PURPOSE, (MOTOR STARTER), MFG P/N: 42CF35AFBCC, MFG: FURNAS, 3P, 120V/60HZ, AMP:FL40RES50 | EACH | EACH | STK | 1 | 1 | 2018-07-26 | 50.4 | 48 | 50.4
GFM | 1607_CONTINGENCY | SW-D-11 |  | START-000032 | STARTER, MAGENTIC, NON-REVERSING, M/N: J, MFG P/N: A200M3CXD, MFG: CUTLER HAMMER, STYLE: 5277C13G14, 3P, 480V/60HZ, NEMA 3 | EACH | EACH | STK | 1 | 1 | 2018-07-26 | 1979.12 | 1885 | 1979.12
GFM | 1607_CONTINGENCY | SW-D-11 |  | START-000033 | STARTER (MAGNETIC CONTACTOR), NEMA, SIZE: 3, 3 POLE, OPEN TYPE, 50/60 HZ, COIL: 110/120V, 90 AMPS, MAX HP: 25 AT 200V, 30 AT 230V, 50 AT 460/575V, MFG P/N: AN16KN0A, MFG: EATON, CUTTLER HAMMER | EACH | EACH | STK | 2 | 2 | 2018-07-26 | 551.21 | 525 | 551.21
GFM | 1607_CONTINGENCY | SW-E-11 |  | STAT-000001 | STATOR, STA, 4190, METER, RM520-304SS, MFG P/N: 3403925504, MFG: MOYNO | EACH | EACH | STK | 1 | 1 | 2018-07-26 | 1233.67 | 1175 | 1233.67
GFM | 1607_CONTINGENCY | SW-E-11 |  | STAT-000002 | STATOR, STA, 4100, METER, RM520-304SS, MFG P/N: 3403924504, MFG: MOYNO | EACH | EACH | STK | 1 | 1 | 2018-07-26 | 1154.93 | 1100 | 1154.93
GFM | 1607_CONTINGENCY | SW-E-11 |  | STEM-000002 | STEM GASKET, 2-1/8" I.D. VELLUMOID | EACH | EACH | STK | 2 | 2 | 2018-07-26 | 2.1 | 2 | 2.1
GFM | 1607_CONTINGENCY | 7-C-7 |  | STEM-000004 | STEM NUT, 3.5" - 8TH STD THICK | EACH | EACH | STK | 2 | 2 | 2018-07-26 | 190.98 | 181.9 | 190.98
GFM | 1607_CONTINGENCY | SW-E-11 |  | STEM-000005 | NUT, STEM, 50-01-189J 100-300PSI, MFG P/N: 8937801C | EACH | EACH | STK | 5 | 5 | 2018-07-26 | 29.4 | 28 | 29.4
GFM | 1607_CONTINGENCY | SW-E-11 |  | STEM-000007 | STEM, 100-300PSI, MFG P/N: V5455A | EACH | EACH | STK | 1 | 1 | 2018-09-17 | 70.87 | 67.5 | 70.87
GFM | 1607_CONTINGENCY | 7-C-7 |  | STEM-000008 | STEM, 24" X 28.5" SLIDE | EACH | EACH | STK | 1 | 1 | 2018-07-26 | 1986.37 | 1891.9 | 1986.37
GFM | 1607_CONTINGENCY | 1-D-14 |  | STEM-000014 | STEM, VALVE, 2-1/2", SET SCREW, MFG P/N: 4210LLL501013, FOR GREENBERG FIRE HYDRANT | EACH | EACH | STK | 1 | 1 | 2018-07-17 | 215.88 | 205.61 | 215.88
GFM | 1607_CONTINGENCY | SW-D-10 |  | STEM-000015 | STEM AND DIAPHRAGM ASSY, MFG P/N: 4700474.7 | EACH | EACH | STK | 1 | 1 | 2017-04-06 16:53 | 39.06 | 37.2 | 39.06
GFM | 1607_CONTINGENCY | SW-D-11 |  | STEM-000016 | STEM AND DIAPHRAGM ASSY, FIG 22, MFG P/N: 4844684.1 | EACH | EACH | STK | 2 | 2 | 2017-04-11 10:40 | 39.06 | 37.2 | 39.06
GFM | 1607_CONTINGENCY | SW-D-10 |  | STEM-000017 | STEM AND DIAPHRAGM ASSY, MFG P/N: 4701723.7 | EACH | EACH | STK | 1 | 1 | 2017-04-06 16:53 | 39.06 | 37.2 | 39.06
GFM | 1607_CONTINGENCY | SW-E-11 |  | STRA-000002 | STRAP, DIODE COOLING | EACH | EACH | STK | 1 | 1 | 2018-07-26 | 751.78 | 716.03 | 751.78
GFM | 1607_CONTINGENCY | SW-E-11 |  | STRA-000007 | STRAINER, FLOW, CLEAN, MFG P/N: C2891E, MFG: SEIKO INSTRUMENTS USA INC, X46A, 3/8" X 3/8" | EACH | EACH | STK | 2 | 2 | 2018-07-26 | 50.4 | 48 | 50.4
GFM | 1607_CONTINGENCY | SW-E-11 |  | STRA-000008 | STRAINER, FLOW, CLEAN, MFG P/N: C4378A, MFG: SEIKO INSTRUMENTS USA INC, X46B, 3/8P X 3/8T | EACH | EACH | STK | 2 | 2 | 2018-07-26 | 39.9 | 38 | 39.9
GFM | 1607_CONTINGENCY | 5-B-16 |  | STRA-000009 | STRAINER, X46A-FLOW, CLEAN, 1/2 X 1, BM, MFG P/N: C9042H, MFG: CLA-VAL | EACH | EACH | STK | 2 | 2 | 2018-07-20 | 56.7 | 54 | 56.7
GFM | 1607_CONTINGENCY | 5-B-16 |  | STRA-000010 | STRAINER, X43-"Y", 1/2, BS, MFG P/N: 42709G, MFG: CLA-VAL | EACH | EACH | STK | 1 | 1 | 2017-10-10 | 56.7 | 54 | 56.7
GFM | 1607_CONTINGENCY | SW-E-11 |  | STRA-000011 | STRAINER, X43-"Y", 3/8, BS, MFG P/N: 33450J, MFG: CLA-VAL | EACH | EACH | STK | 8 | 8 | 2018-07-26 | 56.7 | 54 | 56.7
GFM | 1607_CONTINGENCY | SW-E-11 |  | STRA-000012 | STRAP, STAINLESS STEEL, BINDING, 1/2” WIDTH, .30 THICK, 100FT, MFG P/N: ST204-EDP14204, MFG: GERRARD | REEL | REEL | STK | 1 | 1 | 2018-07-26 | 85.04 | 81 | 85.04
GFM | 1607_CONTINGENCY | SW-E-11 |  | STRA-000013 | STRAP, STAINLESS STEEL, BINDING, 5/8” WIDTH, .30 THICK, 100FT, MFG P/N: ST205-EDP14205, MFG: GERRARD | REEL | REEL | STK | 2 | 2 | 2018-07-26 | 101.27 | 96.45 | 101.27
GFM | 1607_CONTINGENCY | 3-B-10 | INDIGO | STRA-000015 | STRAP, RETAINER, MFG PN:56188-001,MFG:BADGER | EACH | EACH | STK | 6 | 6 | 2016-12-02 13:02 | 2.1 | 2.1 | 2.1
GFM | 1607_CONTINGENCY | SW-B-11 |  | STRI-000002 | STRIP, 1/4" X 1/2", MED GRAY, FELT, MFG P/N: MS-0054A, MFG: WESTECH | EACH | EACH | STK | 1 | 1 | 2018-07-17 | 1.57 | 1.5 | 1.57
GFM | 1607_CONTINGENCY | 1-D-14 |  | STRN-000003 | STRAINER & VALVE, PIPE, MFG P/N: 7231D, SIZE 3/4" MAX 200 PSI, MFG S/N: 138014-2 | EACH | EACH | STK | 1 | 1 | 2018-07-17 | 4.47 | 4.26 | 4.47
GFM | 1607_CONTINGENCY | 4-C-14 |  | STUD-000005 | STUD, THD, 3/4"-10 STL, MFG P/N: 48033F, MFG: CLA-VAL | EACH | EACH | STK | 40 | 40 | 2018-07-20 | 10.5 | 10.25 | 10.5
GFM | 1607_CONTINGENCY | SW-E-11 |  | SURG-000002 | SUPPRESSOR, SURGE, 120V TVSS, MFG P/N: STV25K-10S, MFG: SOLA | EACH | EACH | STK | 8 | 8 | 2018-07-26 | 312.88 | 212 | 222.59
GFM | 1607_CONTINGENCY | SW-B-11 |  | SURG-700015 | PROTECTOR, SURGE, TELECOM AND DATA, TELEMATIC, MFG P/N: DP200/RJ | EACH | EACH | STK | 6 | 6 | 2018-07-17 | 204.74 | 195 | 204.74
GFM | 1607_CONTINGENCY | 1-B-15 |  | SWIR-000001 | SWIRLER (1984 HURST BOILER MDL F16-0-75-D10-5065-F7-2 300 HP) | EACH | EACH | STK | 2 | 2 | 2018-07-17 | 566.96 | 540 | 566.96
GFM | 1607_CONTINGENCY | SW-F-11 |  | SWIT-000004 | SWITCH ASSEMBLY, 400-00701 | EACH | EACH | STK | 1 | 1 | 2018-07-26 | 38.17 | 36.35 | 38.17
GFM | 1607_CONTINGENCY | 1-B-15 |  | SWIT-000007 | SWITCH, AUXILLARY, ASSY (1983 WESCO VCP CIR BRK 15KV SN 352 I B 32-254) | EACH | EACH | STK | 1 | 1 | 2018-07-17 | 1923.48 | 1832 | 1923.48
GFM | 1607_CONTINGENCY | SW-F-11 |  | SWIT-000019 | SWITCH, TEMPERATURE, MFG P/N: 39416128 | EACH | EACH | STK | 1 | 1 | 2018-07-26 | 176.82 | 168.41 | 176.82
GFM | 1607_CONTINGENCY | SW-F-11 |  | SWIT-000024 | SWITCH, AUXILIARY, 600 VAC, 250 VDC, 50/60 HZ, MFG P/N: A1X5PK, MFG: CUTLER-HAMMER EATON | EACH | EACH | STK | 1 | 1 | 2018-07-26 | 318.13 | 303 | 318.13
GFM | 1607_CONTINGENCY | SW-F-11 |  | SWIT-000025 | SWITCH, DISCONNECT, 30A, 240V, 3PL, NEMA 3R, W/ FRZOT30 FUSES 30A, 250V K5 (3EA), MFG P/N: DH321FRK | EACH | EACH | STK | 1 | 1 | 2018-07-26 | 510.07 | 485.81 | 510.07
GFM | 1607_CONTINGENCY | 7-C-4 |  | SWIT-000026 | SWITCH, HEAVY DUTY, SAFETY, MFG P/N: DH361NGK, MFG: CUTLER HAMMER, 30A, 600VAC, 3PH, W/30A FUSE, NEMA1 | EACH | EACH | STK | 1 | 1 | 2019-02-22 10:41 | 368.19 | 350.68 | 368.19
GFM | 1607_CONTINGENCY | SW-F-11 |  | SWIT-000028 | SWITCH, ETHERNET, MFG P/N: 2832849, MFG: PHOENIX CONTACT, S/N: 040804277, 16 PORT | EACH | EACH | STK | 1 | 1 | 2018-07-26 | 665.66 | 634 | 665.66
GFM | 1607_CONTINGENCY | SW-F-11 |  | SWIT-000029 | SWITCH, ETHERNET, FL, SF 8TX, MFG P/N: 2832771, S/N: 050803987, 8 PORT, MFG: PHOENIX CONTACT | EACH | EACH | STK | 8 | 8 | 2018-07-26 | 206.79 | 209.24 | 206.79
GFM | 1607_CONTINGENCY | SW-F-11 |  | SWIT-000031 | SWITCH W/ CABLE, HIGH, LEVEL, ALARM, FLOAT, MFG P/N: 202810, 7030, MFG: MJK | EACH | EACH | STK | 1 | 1 | 2018-07-26 | 170.09 | 162 | 170.09
GFM | 1607_CONTINGENCY | SW-F-11 |  | SWIT-000039 | SWITCH, TEMPERATURE ASSEMBLY SX, MFG P/N: S100016, MFG: CALGON CARBON CORPORATION | EACH | EACH | STK | 1 | 1 | 2019-03-28 08:08 | 72.35 | 69 | 72.45
GFM | 1607_CONTINGENCY | SW-F-11 |  | SWIT-000040 | SWITCH, TYPICAL, PRESSURE, 12-100PSI ADJUSTABLE RANGE, 1500PSI OVER RANGE, 2500PSI PROOF, MFG P/N: 6NN-K3-M2-C1A, MFG: STATIC O RING CONTROL DEVICES | EACH | EACH | STK | 1 | 1 | 2018-07-26 | 327.58 | 312 | 327.58
GFM | 1607_CONTINGENCY | SW-F-11 |  | SWIT-000044 | SWITCH, NON-ILLUMINATED, 3-POSITION, MAINTAINED, SELECTOR, MFG P/N: 800FP-SM32PX40, MFG: ALLEN BRADLEY, 4 NO | EACH | EACH | STK | 1 | 1 | 2018-07-26 | 73.5 | 70 | 73.5
GFM | 1607_CONTINGENCY | SW-F-11 |  | SWIT-000046 | SWITCH, NON-ILLUMINATED, 2-POSITION, MAINTAINED, SELECTOR, MFG P/N: 800FP-SM22, MFG: ALLEN BRADLEY, BLACK, PLASTIC | EACH | EACH | STK | 1 | 1 | 2018-07-26 | 17.85 | 17 | 17.85
GFM | 1607_CONTINGENCY | SW-F-11 |  | SWIT-000049 | SWITCH, HIGH, PRESSURE, MFG P/N: PIX, J340SS-T, 6-340 PSI, 2000 PSI, 41.4-2344 KPA, 13.8 MPA, MFG: BARKSDALE | EACH | EACH | STK | 1 | 1 | 2018-07-26 | 304.48 | 290 | 304.48
GFM | 1607_CONTINGENCY | SW-F-11 |  | SWIT-000050 | SWITCH, SELECTOR, MFG P/N: 9001KS11BH2, MFG: SQUARE D COMPANY, A 600 | EACH | EACH | STK | 1 | 1 | 2018-07-26 | 41.07 | 39.12 | 41.07
GFM | 1607_CONTINGENCY | SW-F-11 |  | SWIT-000051 | SWITCH, MUSHROOM, MFG P/N: AB6-V | EACH | EACH | STK | 1 | 1 | 2018-07-26 | 30.4 | 28.95 | 30.4
GFM | 1607_CONTINGENCY | SW-F-11 |  | SWIT-000052 | SWITCH, PRESSURE, MFG P/N: HK410A6 | EACH | EACH | STK | 2 | 2 | 2018-07-26 | 41.99 | 39.99 | 41.99
GFM | 1607_CONTINGENCY | SW-F-11 |  | SWIT-000054 | SWITCH, ELECTRICAL, RATING, SPDT, SNAP, MFG P/N: DA-7031-153-8, MFG: MERCOID, 125/250/480VAC, 15A, 1/8HP, 125VAC, 1/4HP, 250VAC | EACH | EACH | STK | 1 | 1 | 2018-07-26 | 235.18 | 224 | 235.18
GFM | 1607_CONTINGENCY | SW-F-11 |  | SWIT-000056 | SWITCH, VANE OPERATED, FLOW, M/N: V8, MFG P/N: 40000477, MFG: DWYER | EACH | EACH | STK | 1 | 1 | 2018-07-26 | 99.11 | 94.4 | 99.11
GFM | 1607_CONTINGENCY | SW-F-11 |  | SWIT-000058 | SWITCH, PRESSURE, MFG P/N: PS40-2, 1340404, MFG: POTTER | EACH | EACH | STK | 1 | 1 | 2018-07-26 | 107.09 | 102 | 107.09
GFM | 1607_CONTINGENCY | SW-F-11 |  | SWIT-000126 | SWITCH, PRESSURE, RANGE: 0-100 PSI, SET AT 32 PSI FALL, 0-6.9 BAR, MFG P/N: J6-230, MFG: UNITED ELECTRIC CONTROLS COMPANY | EACH | EACH | STK | 1 | 1 | 2018-07-26 | 356.98 | 340 | 356.98
GFM | 1607_CONTINGENCY | 6-B-16 |  | SWIT-000127 | SWITCH, CABLE, EMERGENCY, RH, MFG P/N: 90X0204, MFG: TELEMECANIQUE | EACH | EACH | STK | 1 | 1 | 2018-07-24 | 291.88 | 278 | 291.88
GFM | 1607_CONTINGENCY | 6-B-16 |  | SWIT-000128 | SWITCH, CABLE, EMERGENCY, LH, MFG P/N: 90X0205, MFG: TELEMECANIQUE | EACH | EACH | STK | 1 | 1 | 2018-07-24 | 291.88 | 278 | 291.88
GFM | 1607_CONTINGENCY | 6-B-11 | FRONTIER | SWIT-000135 | SWITCH, ALARM, PRS, MFG PN: EPS10-2, MFG: SYSTEM SENSOR | EACH | EACH | STK | 6 | 6 | 2018-07-23 | 723.24 | 723.24 | 723.24
GFM | 1607_CONTINGENCY | SW-F-11 |  | SWIT-800066 | SWITCH, NON-ILLUMINATED, 2-POSITION, MAINTAINED, SELECTOR, MFG P/N: 800FP-SM22PX22, MFG: ALLEN BRADLEY, 2 NO, 2 NC | EACH | EACH | STK | 1 | 1 | 2018-07-26 | 76.65 | 73 | 76.65
GFM | 1607_CONTINGENCY | SW-E-05 |  | TANK-000001 | TANK, CONSTANT, HEAD, MFG P/N: V322301C, MFG: SEIKO INSTRUMENTS USA INC, X49, BRS | EACH | EACH | STK | 1 | 1 | 2018-07-26 | 1900.38 | 1810 | 1900.38
GFM | 1607_CONTINGENCY | 4-B-8 |  | TAP-000001 | TAP, BALL, FLOAT, 2 AV, CONNECTION: ¾ NPT, ORIFICE: 1/8, MAX OF PRESSURE: 250 PSI (17 BAR), MFG P/N: D505815, MFG: ARMSTRONG INTELLIGENT SYSTEM SOLUTIONS | EACH | EACH | STK | 1 | 1 | 2018-07-20 | 338.08 | 330.04 | 338.08
GFM | 1607_CONTINGENCY | SW-A-12 |  | TAPE-000002 | TAPE, SEAL, THREAD, 1/2" X 260", PTFE | ROLL | ROLL | STK | 1 | 1 | 2018-07-25 | 2.31 | 2.2 | 2.31
GFM | 1607_CONTINGENCY | SW-C-16 |  | TAPE-000016 | TAPERLOCK, 1.68"SFT, MFG PN: A791-2242, MFG: XYLEM | EACH | EACH | STK | 1 | 1 | 2018-07-26 | 193.19 | 193.19 | 193.19
GFM | 1607_CONTINGENCY | YARD BLOCK 7 | AISI | TEE-000003 | TEE, 8”, C110, D1250 (MJ X MJ), C153 | EACH | EACH | STK | 2 | 2 | 2018-07-27 | 185.13 | 185.13 | 185.13
GFM | 1607_CONTINGENCY | SW-A-12 |  | TEE-000024 | TEE, 1-1/4", PVC, SCH80, MFG P/N: 314148, MFG: LASCO | EACH | EACH | STK | 4 | 4 | 2018-07-25 | 8.76 | 8.34 | 8.76
GFM | 1607_CONTINGENCY | SW-A-12 |  | TEE-000025 | TEE, 2", PVC, SCH80, TEE-SLIP, MFG P/N: 314208, MFG: LASCO | EACH | EACH | STK | 2 | 2 | 2018-08-17 16:02 | 16.53 | 15.74 | 16.53
GFM | 1607_CONTINGENCY | SW-A-12 |  | TEE-000026 | TEE, 1", PVC, SCH80, MFG P/N: 314108, MFG: LASCO | EACH | EACH | STK | 6 | 6 | 2018-11-21 10:21 | 3.19 | 3.04 | 3.19
GFM | 1607_CONTINGENCY | SW-A-12 |  | TEE-000027 | TEE, 1-1/2", PVC, SCH80, TEE-SLIP, MFG P/N: 314158, MFG: LASCO | EACH | EACH | STK | 1 | 1 | 2018-08-17 16:03 | 8.76 | 8.34 | 8.76
GFM | 1607_CONTINGENCY | SW-A-12 |  | TERM-000001 | TERMINAL, STAND OFF, 4"LONG, MFG P/N: D300947, MFG: CALGON CARBON CORPORATION | EACH | EACH | STK | 12 | 12 | 2018-07-25 | 38.73 | 42.96 | 45.11
GFM | 1607_CONTINGENCY | SW-A-12 |  | TETR-000001 | TETRASEAL, MFG P/N: 48025B | EACH | EACH | STK | 5 | 5 | 2018-07-25 | 9.1 | 8.67 | 9.1
GFM | 1607_CONTINGENCY | SW-A-12 |  | THER-000001 | THERMOSTAT, OPEN ON RISE, 175F, MFG P/N: 400-01161/OA-175, MFG: SELCO | EACH | EACH | STK | 1 | 1 | 2018-07-25 | 14.96 | 14.25 | 14.96
GFM | 1607_CONTINGENCY | SW-A-12 |  | THER-000002 | THERMOSTAT, TEMP: 200 DEGREE, MFG P/N: 400-00620/OA-200, MFG: SELCO | EACH | EACH | STK | 1 | 1 | 2018-07-25 | 31.11 | 29.63 | 31.11
GFM | 1607_CONTINGENCY | SW-A-12 |  | THER-000003 | THERMAL UNIT, OVERLOAD, RELAY, MFG P/N: CC 180.0, 58822, MFG: SQUARE D COMPANY | EACH | EACH | STK | 3 | 3 | 2018-07-25 | 24.88 | 23.7 | 24.88
GFM | 1607_CONTINGENCY | SW-A-12 |  | THER-700000 | OVERLOAD PROTECTOR ASSEMBLY, THERMAL, MFG P/N: CR324F310A, 3PL, THERMAL HEATER 123F174C | EACH | EACH | STK | 1 | 1 | 2018-07-25 | 437.8 | 416.98 | 437.8
GFM | 1607_CONTINGENCY | SW-A-12 |  | TIME-000006 | TIMER, RELAY, 2NO/2NC, MFG P/N: TPE11DIL | EACH | EACH | STK | 1 | 1 | 2018-07-25 | 165.64 | 157.76 | 165.64
GFM | 1607_CONTINGENCY | SW-A-12 |  | TIME-000008 | TIMER, MODULE, MFG P/N: DIL08-33T, DILM32-XTEE11 (RAC130), MFG: MOELLER | EACH | EACH | STK | 2 | 2 | 2018-07-25 | 352.78 | 264 | 125.99
GFM | 1607_CONTINGENCY | 4-B-17 |  | TIME-000008 | TIMER, MODULE, MFG P/N: DIL08-33T, DILM32-XTEE11 (RAC130), MFG: MOELLER | EACH | EACH | STK | 1 | 1 | 2018-07-20 | 352.78 | 264 | 125.99
GFM | 1607_CONTINGENCY | SW-A-12 |  | TIP-900056 | TIP, APEX, URETHANE, FOOD GRADE, 1-1/8, MODEL NO.: U10-12-1748, MFG P/N: P16-RT90-1.125, MFG: FLSMIDTH, KREBBS | EACH | EACH | STK | 4 | 4 | 2018-07-25 | 233.02 | 256.43 | 276.63
GFM | 1607_CONTINGENCY | 7-C-12 |  | TRAN-000013 | TRANSFORMER, AUTO, 450HP, 60HZ, 480V, TAP: 50, 65, 80%, MOTOR STARTING: AUTO, F.L. AMPS: 531, 150 DEGREE C RISE, FIG: 1, DUTY: MED, MFG P/N: A6060112681-01-01, MFG: OLSUN ELECTRONICS CORPORATION | EACH | EACH | STK | 1 | 1 | 2018-07-26 | 3298.68 | 3141.8 | 3298.68
GFM | 1607_CONTINGENCY | SW-B-12 |  | TRAN-000017 | TRANSFORMER, CONTROL, MFG P/N: 9070T100D1, MFG: SQUARE D, PRIMARY VOLTS - 220/440, SECONDARY VOLTS 110/115, 230/460, 240/480 | EACH | EACH | STK | 1 | 1 | 2018-07-26 | 331.84 | 316.06 | 331.84
GFM | 1607_CONTINGENCY | SW-B-12 |  | TRAN-000018 | TRANSFORMER, INDUSTRIAL, CONTROL, MFG P/N: TB81212, MFG: ASME TRANSFORMER, 150VA, 480/460V-110/115, 50/60HZ | EACH | EACH | STK | 1 | 1 | 2018-07-26 | 99.37 | 94.64 | 99.37
GFM | 1607_CONTINGENCY | SW-B-12 |  | TRAN-000023 | TRANSFORMER, CONTROL, MFG P/N: C0150C2FL, MFG: CUTLER HAMMER, 150KVA, PRI: 230X460, PHASE 1, 60HZ, SEC15 | EACH | EACH | STK | 1 | 1 | 2018-07-26 | 233.06 | 221.98 | 233.06
GFM | 1607_CONTINGENCY | SW-B-12 |  | TRAN-000024 | TRANSFORMER, INDUSTRIAL, CONTROL, MFG P/N: 9070T1000D1, MFG: SQUARE D, PRIMARY VOLTAGE: 220/440, 230/460, 240/480, SECONDARY VOLTAGE: 110, 115, 120, 1KVA | EACH | EACH | STK | 1 | 1 | 2018-07-26 | 331.84 | 316.06 | 331.84
GFM | 1607_CONTINGENCY | SW-B-12 |  | TRAN-000025 | TRANSFORMER, INDUSTRIAL, CONTROL, PRIMARY VOLTAGE: 220/440, 230/460, 240/480, SECONDARY VOLTAGE: 110, 115, 120, 0.25KVA, MFG P/N: 9070T250D1, MFG: SQUARE D | EACH | EACH | STK | 1 | 1 | 2018-07-26 | 237.9 | 226.59 | 237.9
GFM | 1607_CONTINGENCY | 7-A-14 |  | TRAN-000026 | TRANSFORMER, CONTROL, 250W, PRI 440/460/480V, SEC 110/115/120V, 1 PHASE, MFG P/N: 9T58K0047G09 | EACH | EACH | STK | 1 | 1 | 2018-07-17 | 159.59 | 152 | 159.59
GFM | 1607_CONTINGENCY | SW-B-12 |  | TRAN-000028 | CONTROL TRANSFORMER, 500VA, 50/60HZ, PRIMARY: 208/230/460, SECONDARY: 24/115, MFG P/N: B500MBT713XKF, MFG: MICRON CONTROL TRANSFORMERS | EACH | EACH | STK | 3 | 3 | 2018-07-26 | 94.53 | 149.66 | 157.13
GFM | 1607_CONTINGENCY | SW-B-12 |  | TRAN-000029 | CONTROL TRANSFORMER, 50VA, 50/60HZ, PRIMARY: 230 X 460, SECONDARY: 115V, MFG P/N: B05008928, MFG: MICRON | EACH | EACH | STK | 2 | 2 | 2018-07-26 | 66.86 | 63.68 | 66.86
GFM | 1607_CONTINGENCY | SW-B-12 |  | TRAN-000030 | CONTROL TRANSFORMER, 75W, 220/240 - 240/480V, 110-120V W/ FUSE FNM-6 (1EA), 1497BBASXIN | EACH | EACH | STK | 2 | 2 | 2018-07-26 | 703.03 | 669.6 | 703.03
GFM | 1607_CONTINGENCY | SW-B-12 |  | TRAN-000032 | TRANSFORMER, CONTROL, MFG P/N: 9070T100D3, MFG: SQUARE D, 0.1KVA, PRIMARY VOLTAGE: 208, SECONDARY VOLTAGE: 120 | EACH | EACH | STK | 1 | 1 | 2018-07-26 | 577.21 | 549.76 | 577.21
GFM | 1607_CONTINGENCY | 7-C-2 |  | TRAN-000091 | TRANSFORMER, AUTO, MOTORSTARTING, MFG P/N: 3009C1, MFG: WESCO, 100HP, 3PH, 480V | EACH | EACH | STK | 1 | 1 | 2018-07-26 | 4112.24 | 3916.67 | 4112.24
GFM | 1607_CONTINGENCY | 7-A-17 |  | TRAN-000092 | TRANSFORMER, AUTO, MOTORSTARTING, 250HP, 3PH, 480V | EACH | EACH | STK | 1 | 1 | 2018-07-24 | 4112.24 | 3916.67 | 4112.24
GFM | 1607_CONTINGENCY | SW-C-12 |  | TRAN-000093 | TRANSFORMER, CONTROL, 350W, 220-400V-240/480V, 110/120V, MFG P/N: 1497-F-BASX-1-N | EACH | EACH | STK | 1 | 1 | 2018-07-26 | 288.87 | 275.13 | 288.87
GFM | 1607_CONTINGENCY | SW-B-07 |  | TRAN-000095 | TRANSFORMER, CURRENT, RATIO 400:5A, 50-400HZ, 600V, INSUL CLASS 10KV, MFG P/N: 7524A75G03, MFG: ABB | EACH | EACH | STK | 1 | 1 | 2018-06-25 | 359.08 | 342 | 359.08
GFM | 1607_CONTINGENCY | 7-B-2 |  | TRAN-000141 | TRANSFORMER, STEP DOWN, 5KVA, 480 - 120/240V, TYPE EP, FRAME 117, 60HP, MFG CUTLER HAMMER, MFG P/N: S48G11SO5N | EACH | EACH | STK | 1 | 1 | 2018-07-26 | 773.92 | 737.11 | 773.92
GFM | 1607_CONTINGENCY | 3-A-1 |  | TRAN-000143 | TRANSFORMER, STEPDOWN, 15KVA, 480-120/208V, 3PHASE, 60HZ, TYPE EPT, T-6E980, MFG P/N: V48M28T15B, MFG: EATON ELECTRICAL | EACH | EACH | STK | 1 | 1 | 2018-07-18 | 928.19 | 884.05 | 928.19
GFM | 1607_CONTINGENCY | 3-A-1 |  | TRAN-000144 | TRANSFORMER, STEPDOWN, 75KVA, 480V-208Y/120, 3P, TYPE 2, CLASS AA, MFG P/N: V48M28T75, MFG: EATON ELECTRICAL | EACH | EACH | STK | 1 | 1 | 2018-07-18 | 1819.78 | 1733.24 | 1819.78
GFM | 1607_CONTINGENCY | 7-A-14 |  | TRAN-000214 | TRANSFORMER, STEPDOWN, 15KVA, 60HZ, MFG P/N: 9T21B9105 | EACH | EACH | STK | 1 | 1 | 2018-07-17 | 1459.1 | 1389.71 | 1459.1
GFM | 1607_CONTINGENCY | SW-C-12 |  | TRAN-000216 | TRANSFORMER, MOTOR AUTO STARTING, SERIES B, 600V, 175A, MFG P/N: 1492-100X | EACH | EACH | STK | 2 | 2 | 2018-07-26 | 104.6 | 99.63 | 104.6
GFM | 1607_CONTINGENCY | SW-C-12 |  | TRAN-000221 | TRANSFORMER, CONTROL, PRIMARY VOLTAGE: 220/440, SECONDARY VOLTAGE: 110, 50HZ, 0.9KVA, MFG P/N: 9070EO71D1, MFG: SQUARE D COMPANY | EACH | EACH | STK | 1 | 1 | 2018-07-26 | 440.97 | 420 | 440.97
GFM | 1607_CONTINGENCY | 7-C-9 |  | TRAN-000222 | TRANSFORMER, 3 PHASE, MOTOR STARTING, AUTO, CAT #: MSA100T202H2, MFG: SQUARE D COMPANY, 100HP, 60HZ, 480V, CLASS 220C | EACH | EACH | STK | 1 | 1 | 2018-07-26 | 2086.44 | 1987.21 | 2086.44
GFM | 1607_CONTINGENCY | 7-C-9 |  | TRAN-000223 | TRANSFORMER, 3 PHASE, MOTOR STARTING, AUTO, CAT #: MSA75T202H2, MFG: SQUARE D COMPANY, 75HP, 60HZ, 480V, CLASS 220C | EACH | EACH | STK | 1 | 1 | 2018-07-26 | 1692.49 | 1612 | 1692.49
GFM | 1607_CONTINGENCY | SW-C-12 |  | TRAN-000224 | TRANSFORMER, CONTROL, MFG P/N: B150BTZ13JKF, MFG: MICRON, 150VA, 50/60HZ, PRIMARY VOLTS: 230X460, SECONDARY VOLTS: 115 | EACH | EACH | STK | 1 | 1 | 2018-07-26 | 271.93 | 259 | 271.93
GFM | 1607_CONTINGENCY | SW-C-12 |  | TRAN-000226 | TRANSFORMER, CURRENT, CMV, RATIO 800:5A, 60HZ, 600V, 10KV, MFG P/N: 7524A75G05, MFG: ABB | EACH | EACH | STK | 2 | 2 | 2018-07-26 | 367.48 | 350 | 367.48
GFM | 1607_CONTINGENCY | SW-C-12 |  | TRAN-000227 | TRANSFORMER, INDUSTRIAL, CONTROL, MFG P/N: 9070TF50D20N12, MFG: SQUARE D, PRIMARY VOLTS: 208/230/460, SECONDARY VOLTS: 115, 0.05KVA, 50/60HZ | EACH | EACH | STK | 1 | 1 | 2018-07-26 | 237.9 | 226.59 | 237.9
GFM | 1607_CONTINGENCY | 4-B-5 |  | TRAN-000228 | TRANSFORMER, STEPDOWN, 5KVA, TYPE AP, 240 X 480 TO 120/240V, MFG P/N: C0005P7HSES | EACH | EACH | STK | 1 | 1 | 2018-07-19 | 428.4 | 418.22 | 428.4
GFM | 1607_CONTINGENCY | AWNING |  | TRAN-000230 | TRANSFORMER, 45KVA, POWER, 3 PHASE, 6HZ, 480/208/120V, 5.4 IMP, MFG P/N: 9T23B3873, MFG: GE, NSN: 5950008650387 | EACH | EACH | STK | 2 | 2 | 2018-07-31 | 953.18 | 907.85 | 953.18
GFM | 1607_CONTINGENCY | SW-B-12 |  | TRAN-000232 | TRANSDUCER,CURRENT HALL EFFECT 500A LEM # HTR500-SB MFG P/N: 718126 MFG MIOX CORP. | EACH | EACH | STK | 8 | 8 | 2018-11-07 14:02 | 277.07 | 277.07 | 277.07
GFM | 1607_CONTINGENCY | SW-C-12 |  | TSTA-000001 | THERMOSTAT, 175 DEGREE TEMPERATURE | EACH | EACH | STK | 1 | 1 | 2018-07-26 | 25.28 | 24.08 | 25.28
GFM | 1607_CONTINGENCY | W-D-2 |  | TUBE-000001 | TUBE, STAINLESS, STEEL, ROUND, 6, O.D. RANGE: 1/8, TYPE: 304/304L, ID: 0.069, MFG P/N: 8457K516, MFG: MCMASTER-CARR | EACH | EACH | STK | 6 | 6 | 2018-07-20 | 18.9 | 21.51 | 24.43
GFM | 1607_CONTINGENCY | 1-D-14 |  | TUBE-000007 | TUBING, MFG: COSMODYNE, MFG P/N: 3207215-8, 1/4 X .035 | EACH | EACH | STK | 1 | 1 | 2018-07-17 | 2.61 | 2.49 | 2.61
GFM | 1607_CONTINGENCY | SW-C-12 |  | TUBE-000015 | TUBING, MIXING, CHAMBER, MFG P/N: AC2005-001, MFG: HACH COMPANY | EACH | EACH | STK | 1 | 1 | 2018-07-26 | 86.09 | 82 | 86.09
GFM | 1607_CONTINGENCY | SW-C-12 |  | TUBE-000016 | TUBE, 42", DUCT, DETECTOR, SAMPLING, MFG: EST | EACH | EACH | STK | 1 | 1 | 2018-07-26 | 39.27 | 37.4 | 39.27
GFM | 1607_CONTINGENCY | SW-C-12 |  | TUBE-000017 | TUBING, BUFFER, FEED, #14 NEOPRENE, 5', 1.5M STANDARD LENGTH, MFG P/N: AC1004-15 | EACH | EACH | STK | 1 | 1 | 2018-07-26 | 40.05 | 38.15 | 40.05
GFM | 1607_CONTINGENCY | YARD |  | TUBE-000018 | TUBE, FLOW, BLUE, M/N: 8705PSA240C1W0N0, MFG: ROSE MOUNT | EACH | EACH | STK | 1 | 1 | 2017-04-06 15:49 | 1574.9 | 1500 | 1574.9
GFM | 1607_CONTINGENCY | 7-B-14 |  | TUBE-000020 | TUBE, DRAIN, GRID, MFG P/N: 0390438, MFG: KOMLINE-SANDERSON | EACH | EACH | STK | 2 | 2 | 2018-07-26 | 120.74 | 115 | 120.74
GFM | 1607_CONTINGENCY | SW-C-12 |  | TUBI-000004 | TUBING, POLYETHYLENE, 3/8" OD, .250 X 375 MFG: ACE | FEET | FOOT | STK | 10 | 10 | 2018-07-26 | 0.62 | 0.59 | 0.62
GFM | 1607_CONTINGENCY | 1-D-14 |  | UNIO-000003 | ELBOW, UNION, MFG: COSMODYNE, MFG P/N: 3207215-18, 4WEBTX-B BULKHEAD | EACH | EACH | STK | 1 | 1 | 2018-07-17 | 6.64 | 6.32 | 6.64
GFM | 1607_CONTINGENCY | 1-D-14 |  | UNIO-000007 | REDUCER, UNION, MFG P/N: 3207215-36, AN91919J SST | EACH | EACH | STK | 1 | 1 | 2018-07-17 | 1.31 | 1.25 | 1.31
GFM | 1607_CONTINGENCY | 5-B-6 | INDIGO | UNIT-000005 | UNIT, VERTICAL AC, VOLTS: 120, AMPS: 3.2, PHASE: 1, HZ: 60, R134A, LOW:88PSI, HIGH:260PSI, MFG PN: 1Q1300MM-R, MFG: ICE QUBE INC. | EACH | EACH | STK | 6 | 6 | 2018-07-20 | 1836.57 | 1836.57 | 1836.57
GFM | 1607_CONTINGENCY | 1-D-14 |  | UNLO-000001 | UNLOADER ASSEMBLY, SENSING SEQUENCE, TRANE COMPRESSOR, MFG: TRANE | EACH | EACH | STK | 6 | 6 | 2018-07-17 | 58.85 | 56.05 | 58.85
GFM | 1607_CONTINGENCY | SW-F-14 |  | UNLO-000002 | UNLOADER, MFG P/N: 97334643, MFG: INGERSOLL RAND | EACH | EACH | STK | 1 | 1 | 2018-07-26 | 165.51 | 157.64 | 165.51
GFM | 1607_CONTINGENCY | SW-C-12 |  | UNLO-000002 | UNLOADER, MFG P/N: 97334643, MFG: INGERSOLL RAND | EACH | EACH | STK | 3 | 3 | 2018-07-26 | 165.51 | 157.64 | 165.51
GFM | 1607_CONTINGENCY | SW-F-14 |  | UPS-000001 | UPS, DIN MOUNTING, 500VA, MFG P/N: SDU500, SOLA | EACH | EACH | STK | 4 | 4 | 2018-07-26 | 332.8 | 328.66 | 332.8
GFM | 1607_CONTINGENCY | SW-C-12 |  | VALV-000001 | VALVE, AUXILIARY, (VALVE, AIR COMPRESSOR, UNLOADER), MFG P/N: 32170789, MFG: INGERSOLL RAND | EACH | EACH | STK | 2 | 2 | 2018-07-26 | 135.41 | 128.97 | 135.41
GFM | 1607_CONTINGENCY | SW-C-12 |  | VALV-000003 | VALVE, CHECK, DIAPHRAGM, 3/4, MLD, CHECK VALVE, FKM, VITON, SOCKET, MFG P/N: CKM075VS-CP/300-00241, MFG: VITON, RYANHERCO/PLAST-O-MATIC VALVES INC. | EACH | EACH | STK | 2 | 2 | 2018-07-26 | 158.15 | 150.63 | 158.15
GFM | 1607_CONTINGENCY | 1-B-15 |  | VALV-000004 | VALVE, AUTOMATIC, AIR RELEASE, MFG P/N: GRP33-078, NSN: 4610LLL505469, FOR 1975 PUMP MDL T3A3-B 3 10HP | EACH | EACH | STK | 1 | 1 | 2018-07-17 | 433.55 | 412.93 | 433.55
GFM | 1607_CONTINGENCY | SW-C-12 |  | VALV-000005 | VALVE, PRESSURE, RELIEF, 10-150PSI, SET: 50, MFG P/N: PRG100P, MFG: GRIFFCO VALVE INC | EACH | EACH | STK | 2 | 2 | 2018-09-17 | 453.57 | 432 | 453.57
GFM | 1607_CONTINGENCY | SW-C-14 |  | VALV-000006 | VALVE ASSEMBLY, DISCHARGE, REF 4-1, MFG P/N: 37020336, MI-038649, ITEM #020, MFG: INGERSOLL RAND | EACH | EACH | STK | 1 | 1 | 2018-07-26 | 730.57 | 695.83 | 730.57
GFM | 1607_CONTINGENCY | SW-C-12 |  | VALV-000007 | VALVE, BACK, PRESSURE, 10-150PSI, SET: 50, MFG P/N: BPG100P, MFG: GRIFFCO VALVE INC | EACH | EACH | STK | 2 | 2 | 2018-09-26 14:56 | 443.14 | 443.14 | 443.14
GFM | 1607_CONTINGENCY | SW-C-12 |  | VALV-000008 | VALVE PARTS KIT, BP & PR, MFG P/N: RK002, MFG: GRIFFCO VALVE INC | KIT | KIT | STK | 6 | 6 | 2018-07-17 | 95.54 | 91 | 95.54
GFM | 1607_CONTINGENCY | CONTAINER 8 |  | VALV-000010 | VALVE, PRESSURE, MINIMUM, RICAMBI, G35-G35F-G36, MFG P/N: 22064695 | KIT | KIT | STK | 2 | 2 | 2017-04-06 17:42 | 243.19 | 546.91 | 905.24
GFM | 1607_CONTINGENCY | 1-B-15 |  | VALV-000011 | VALVE, CARRIER, NSN: 4210LLL501003 | EACH | EACH | STK | 5 | 5 | 2018-07-17 | 62.46 | 59.49 | 62.46
GFM | 1607_CONTINGENCY | SW-C-12 |  | VALV-000015 | VALVE, THERMOSTATIC, RICAMBI, VTFT27+T-71 DEGREES, MFG P/N: 22832885 | KIT | KIT | STK | 1 | 1 | 2018-07-26 | 219.98 | 209.52 | 219.98
GFM | 1607_CONTINGENCY | SW-C-14 |  | VALV-000017 | VALVE, COMPLETE, INLET, REF 5-1, MFG P/N: 37020278, MI-038648 | EACH | EACH | STK | 1 | 1 | 2018-07-26 | 973.97 | 927.65 | 973.97
GFM | 1607_CONTINGENCY | 1-D-14 |  | VALV-000019 | VALVE DIST. SYS. & OIL TO TANK CONNECTION | EACH | EACH | STK | 1 | 1 | 2018-07-17 | 510.24 | 485.97 | 510.24
GFM | 1607_CONTINGENCY | SW-C-12 |  | VALV-000022 | VALVE KIT, INLET, MFG P/N: 22067177 | KIT | KIT | STK | 1 | 1 | 2018-07-26 | 163.53 | 155.75 | 163.53
GFM | 1607_CONTINGENCY | CONTAINER 24 |  | VALV-000024 | VALVE, GATE, 6, (FLG X FLG), NON-RISING STEM, W/2 SQUARE OPERATING NUT, C515, AWWA 250, OL, SSBN, EPDM, MFG P/N: 263806201175009, MFG: CLOW | EACH | EACH | STK | 2 | 2 | 2018-07-30 | 403.26 | 347.07 | 403.26
GFM | 1607_CONTINGENCY | CONTAINER 23 |  | VALV-000026 | VALVE, GATE, 10, (FLG X FLG), NON-RISING STEM, W/2 SQUARE OPERATING NUT, C515, AWWA 250, OL, SSBN, EPDM, MFG P/N: 263810201175009, MFG: CLOW | EACH | EACH | STK | 10 | 10 | 2019-03-11 08:23 | 1012.05 | 891.07 | 1012.05
GFM | 1607_CONTINGENCY | CONTAINER 8A |  | VALV-000028 | VALVE, RESILIENT, WEDGE, GATE, 4, (MJ X MJ), NON-RISING STEM, W/2 SQUARE OPERATING NUT, AWWA 250 W, NSF-61, (INCLUDES: 2 - EACH - 4 GLAND PACK), MFG P/N: 040A236023LNHT, MFG: MUELLER | EACH | EACH | STK | 2 | 2 | 2018-07-30 | 255.13 | 243 | 255.13
GFM | 1607_CONTINGENCY | 1-D-14 |  | VALV-000029 | VALVE, BUTTERFLY & ACTIVATOR, MFG: COSMODYNE, MFG P/N: 3207215-21/23 | EACH | EACH | STK | 1 | 1 | 2018-07-17 | 6 | 5.71 | 6
GFM | 1607_CONTINGENCY | SW-D-12 |  | VALV-000032 | VALVE, CONTROL, PRESSURE SWITCH, MFG P/N: 661744, OP-AR62, MFG: CLA-VAL, 120/60V, 300PSI, L96 ENCLOSED INSIDE 2 X 4 FS BOX W/ SRPING LOADED ARM | EACH | EACH | STK | 5 | 5 | 2018-07-26 | 208.69 | 198.77 | 208.69
GFM | 1607_CONTINGENCY | CONTAINER 8A |  | VALV-000033 | VALVE, RESILIENT, WEDGE, GATE, 8, (MJ X MJ), NON-RISING STEM, W/2 SQUARE OPERATING NUT, AWWA 250 W, NSF-61, (INCLUDES: 2 - EACH - 8 GLAND PACK), MFG P/N: 080A236023LNHT, MFG: MUELLER | EACH | EACH | STK | 3 | 3 | 2018-07-30 | 527.28 | 502.2 | 527.28
GFM | 1607_CONTINGENCY | CONTAINER 8A |  | VALV-000034 | VALVE, RESILIENT, WEDGE, GATE, 10, (MJ X MJ), NON-RISING STEM, W/2 SQUARE OPERATING NUT, AWWA 250 W, NSF-61, (INCLUDES: 2 - EACH - 10 GLAND PACK), MFG P/N: 100A236023LNHT, MFG: MUELLER | EACH | EACH | STK | 2 | 2 | 2018-07-30 | 808.87 | 770.4 | 808.87
GFM | 1607_CONTINGENCY | CONTAINER 8A |  | VALV-000036 | VALVE, RESILIENT, WEDGE, GATE, 12, (MJ X MJ), NON-RISING STEM, W/2 SQUARE OPERATING NUT, AWWA 250 W, NSF-61, (INCLUDES: 2 - EACH - 12 GLAND PACK), MFG P/N: 120A236023LNHT, MFG: MUELLER | EACH | EACH | STK | 2 | 2 | 2018-07-30 | 1031.87 | 982.8 | 1031.87
GFM | 1607_CONTINGENCY | CONTAINER 16 |  | VALV-000037 | VALVE, RESILIENT, WEDGE, GATE, 4, (MJ X FLG), NON-RISING STEM, W/2 SQUARE OPERATING NUT, AWWA 250 W, NSF-61, (INCLUDES: 1 - EACH - 4 GLAND PACK), MFG P/N: 040A236019LNHT, MFG: MUELLER | EACH | EACH | STK | 3 | 3 | 2018-10-01 10:41 | 253.45 | 241.4 | 253.45
GFM | 1607_CONTINGENCY | CONTAINER 8A |  | VALV-000038 | VALVE, RESILIENT, WEDGE, GATE, 6, (MJ X FLG), NON-RISING STEM, W/2 SQUARE OPERATING NUT, AWWA 250 W, NSF-61, (INCLUDES: 1 - EACH - 6 GLAND PACK), MFG P/N: 060A236019LNHT, MFG: MUELLER | EACH | EACH | STK | 4 | 4 | 2018-07-30 | 334.61 | 318.7 | 334.61
GFM | 1607_CONTINGENCY | CONTAINER 8A |  | VALV-000039 | VALVE, RESILIENT, WEDGE, GATE, 8, (MJ X FLG), NON-RISING STEM, W/2 SQUARE OPERATING NUT, AWWA 250 W, NSF-61, (INCLUDES: 1 - EACH - 8 GLAND PACK), MFG P/N: 080A236019LNHT, MFG: MUELLER | EACH | EACH | STK | 2 | 2 | 2018-07-30 | 525.49 | 508.83 | 525.49
GFM | 1607_CONTINGENCY | SW-D-12 |  | VALV-000043 | VALVE, 3/4, 3 WAY, CPVC, VITON/SOCKET/3-HOLE, MFG P/N: TMBV075VS-CP-A, 300-00365, 5088P007, MFG: RYANHERCO FLUID FLOW SOLUTIONS, PLAST-O-MATIC | EACH | EACH | STK | 4 | 4 | 2018-12-31 07:50 | 427.85 | 195.4 | 136.33
GFM | 1607_CONTINGENCY | CONTAINER 26 |  | VALV-000044 | VALVE, RESILIENT, WEDGE, GATE, 4, (FLG X FLG), OSY, HANDWHEEL, 250 PSI, MFG P/N: 040R236506LHHT, MFG: MUELLER | EACH | EACH | STK | 3 | 3 | 2018-07-30 | 257.41 | 244.58 | 257.41
GFM | 1607_CONTINGENCY | CONTAINER 24 |  | VALV-000044 | VALVE, RESILIENT, WEDGE, GATE, 4, (FLG X FLG), OSY, HANDWHEEL, 250 PSI, MFG P/N: 040R236506LHHT, MFG: MUELLER | EACH | EACH | STK | 3 | 3 | 2018-08-17 16:03 | 257.41 | 244.58 | 257.41
GFM | 1607_CONTINGENCY | CONTAINER 26 |  | VALV-000046 | VALVE, RESILIENT, WEDGE, GATE, 8, (FLG X FLG), OSY, HANDWHEEL, 250 PSI, MFG P/N: 080R236506LHHT, MFG: MUELLER | EACH | EACH | STK | 1 | 1 | 2018-07-30 | 578.3 | 569.16 | 578.3
GFM | 1607_CONTINGENCY | CONTAINER 16 |  | VALV-000046 | VALVE, RESILIENT, WEDGE, GATE, 8, (FLG X FLG), OSY, HANDWHEEL, 250 PSI, MFG P/N: 080R236506LHHT, MFG: MUELLER | EACH | EACH | STK | 3 | 3 | 2018-08-17 16:08 | 578.3 | 569.16 | 578.3
GFM | 1607_CONTINGENCY | SW-E-12 |  | VALV-000047 | VALVE, CHECK, 1/4", FNPT, MFG P/N: 300-00304 | EACH | EACH | STK | 2 | 2 | 2018-09-26 14:56 | 18.74 | 18.74 | 18.74
GFM | 1607_CONTINGENCY | CONTAINER 26 |  | VALV-000048 | VALVE, RESILIENT, WEDGE, GATE, 10, (FLG X FLG), OSY, HANDWHEEL, MFG P/N: 100R236506LHHT, MFG: MUELLER | EACH | EACH | STK | 1 | 1 | 2018-07-30 | 1194.36 | 1024.37 | 1194.36
GFM | 1607_CONTINGENCY | CONTAINER 24 |  | VALV-000048 | VALVE, RESILIENT, WEDGE, GATE, 10, (FLG X FLG), OSY, HANDWHEEL, MFG P/N: 100R236506LHHT, MFG: MUELLER | EACH | EACH | STK | 1 | 1 | 2018-07-30 | 1194.36 | 1024.37 | 1194.36
GFM | 1607_CONTINGENCY | CONTAINER 15 |  | VALV-000048 | VALVE, RESILIENT, WEDGE, GATE, 10, (FLG X FLG), OSY, HANDWHEEL, MFG P/N: 100R236506LHHT, MFG: MUELLER | EACH | EACH | STK | 1 | 1 | 2018-07-30 | 1194.36 | 1024.37 | 1194.36
GFM | 1607_CONTINGENCY | CONTAINER 15 |  | VALV-000049 | VALVE, RESILIENT, WEDGE, GATE, 12, (FLG X FLG), OSY, HANDWHEEL, MFG P/N: 120R236506LHHT, MFG: MUELLER | EACH | EACH | STK | 5 | 5 | 2018-07-30 | 1349.06 | 1284.9 | 1349.06
GFM | 1607_CONTINGENCY | 7-C-15 |  | VALV-000050 | VALVE, CHECK, SERIES 302C, M/N: C302, CLASS 150, 6" DIAMETER, 75 PSI, MFG: FLOMATIC VALVE | EACH | EACH | STK | 1 | 1 | 2018-07-26 | 2257.35 | 2150 | 2257.35
GFM | 1607_CONTINGENCY | SW-D-12 |  | VALV-000051 | VALVE, DIAPHRAM CHECK 3/4 INCH CPVC | EACH | EACH | STK | 1 | 1 | 2018-07-26 | 158.15 | 150.63 | 158.15
GFM | 1607_CONTINGENCY | SW-D-12 |  | VALV-000052 | VALVE, DIAPHRAM METERING 1/2" | EACH | EACH | STK | 1 | 1 | 2018-07-26 | 200.54 | 191 | 200.54
GFM | 1607_CONTINGENCY | CONTAINER 11 |  | VALV-000059 | VALVE, 14", GATE, (MJ X MJ) | EACH | EACH | STK | 1 | 1 | 2018-07-30 | 4651.1 | 4429.91 | 4651.1
GFM | 1607_CONTINGENCY | CONTAINER 11 |  | VALV-000060 | VALVE, 16", GATE, (MJ X MJ) | EACH | EACH | STK | 1 | 1 | 2018-07-30 | 5046.12 | 4806.14 | 5046.12
GFM | 1607_CONTINGENCY | CONTAINER 13 |  | VALV-000061 | VALVE, 18", GATE, (MJ X MJ), MFG P/N: 2518ALAFMM | EACH | EACH | STK | 1 | 1 | 2018-07-30 | 8300.11 | 7905.38 | 8300.11
GFM | 1607_CONTINGENCY | CONTAINER 13 |  | VALV-000062 | VALVE, 24", GATE, (MJ X MJ) | EACH | EACH | STK | 1 | 1 | 2018-07-30 | 14145.98 | 13473.23 | 14145.98
GFM | 1607_CONTINGENCY | CONTAINER 11 |  | VALV-000065 | VALVE, 4", GATE, (MJ X MJ) | EACH | EACH | STK | 4 | 4 | 2018-07-30 | 379.62 | 361.57 | 379.62
GFM | 1607_CONTINGENCY | CONTAINER 16 |  | VALV-000075 | VALVE, 16", GATE, (FLG X FLG), DI RW NRS, AFC SERIES 2500 ANSI CLASS 125 | EACH | EACH | STK | 1 | 1 | 2018-07-30 | 4490.53 | 4490.53 | 4490.53
GFM | 1607_CONTINGENCY | 4-B-13 |  | VALV-000078 | VALVE, PRESSURE (SAFETY), RELIEF, ½", PVC, MFG P/N: GVS082, MFG: MILTON ROY | EACH | EACH | STK | 1 | 1 | 2018-11-14 09:58 | 417.87 | 398 | 417.87
GFM | 1607_CONTINGENCY | SW-D-12 |  | VALV-000085 | VALVE ASSEMBLY, RATE, 4 & 10 PPD, MFG P/N: BM-118-2, MFG: SEVERN TRENT SERVICES | EACH | ASSEMBLY | STK | 15 | 15 | 2018-07-26 | 1516.63 | 413.66 | 358.03
GFM | 1607_CONTINGENCY | SW-D-12 |  | VALV-000091 | VALVE, SOLENOID G1/4 WATER, 21A2KV25 | EACH | EACH | STK | 1 | 1 | 2018-09-17 | 48.3 | 46 | 48.3
GFM | 1607_CONTINGENCY | 7-A-7 |  | VALV-000098 | VALVE, BALL, 3", CPVC, 150 PSI, MFG P/N: 163-546-359, MFG: GEORGE FISCHER | EACH | EACH | STK | 5 | 5 | 2018-07-24 | 292.67 | 278.75 | 292.67
GFM | 1607_CONTINGENCY | SW-E-12 |  | VALV-000103 | VALVE, DIAPHRAGM, 1/2", SOCKET/FIPT, VITON, PVC, MFG P/N: 2739-005, MFG: SPEARS MANUFACTURING CO. | EACH | EACH | STK | 1 | 1 | 2018-09-26 14:56 | 96.46 | 96.46 | 96.46
GFM | 1607_CONTINGENCY | CONTAINER 8A |  | VALV-000114 | VALVE, GATE, 8, (FLG X FLG), NON-RISING STEM, W/2 SQUARE OPERATING NUT, C515, AWWA 250, OL, SSBN, EPDM, MFG P/N: 263808201175009, MFG: CLOW | EACH | EACH | STK | 1 | 1 | 2017-04-06 17:43 | 578.9 | 520.68 | 578.9
GFM | 1607_CONTINGENCY | SW-D-12 |  | VALV-000138 | VALVE, NEEDLE, CNB, GLOBE, MFG P/N: 65413H, MFG: SEIKO INSTRUMENTS USE INC, CNB, 3/8, BRS | EACH | EACH | STK | 2 | 2 | 2018-07-26 | 38.85 | 37 | 38.85
GFM | 1607_CONTINGENCY | SW-D-12 |  | VALV-000139 | VALVE, NEEDLE, MFG P/N: 65419E, MFG: SEIKO INSTRUMENTS USE INC, CNA, 3/8, BRS | EACH | EACH | STK | 2 | 2 | 2018-07-26 | 88.19 | 84 | 88.19
GFM | 1607_CONTINGENCY | SW-D-12 |  | VALV-000141 | VALVE, ISOLATION, COCK, MFG P/N: 6778303F, MFG: CLA-VAL CO, CK2, 3/8, BRZ | EACH | EACH | STK | 15 | 15 | 2018-07-26 | 36.75 | 35 | 36.75
GFM | 1607_CONTINGENCY | SW-D-12 |  | VALV-000142 | VALVE, POSITIONING, INDICATOR, MFG P/N: 30251D, MFG: SEIKO INSTRUMENTS USA INC, X101 100, 16BB | EACH | EACH | STK | 1 | 1 | 2018-07-26 | 323.38 | 308 | 323.38
GFM | 1607_CONTINGENCY | SW-D-12 |  | VALV-000143 | VALVE, GLOBE, MFG P/N: 6810202K, MFG: SEIKO INSTRUMENTS USA INC, CK2, B, 38, BRZ | EACH | EACH | STK | 2 | 2 | 2018-07-26 | 44.1 | 42 | 44.1
GFM | 1607_CONTINGENCY | CONTAINER 14 |  | VALV-000146 | VALVE, 4, CUSHIONED, SWING, CHECK, SERIES 6000, MFG P/N: 01-482851, MAWB-01-482851, MFG: PHOENIX INTERNATIONAL | EACH | EACH | STK | 1 | 1 | 2018-07-30 | 1670.44 | 1591 | 1670.44
GFM | 1607_CONTINGENCY | SW-D-12 |  | VALV-000147 | VALVE ASSY | EACH | EACH | STK | 2 | 2 | 2018-07-26 | 141.74 | 135 | 141.74
GFM | 1607_CONTINGENCY | SW-C-14 |  | VALV-000148 | VALVE, UNLOADER AND LOADER, MFG: INGERSOLL RAND | EACH | EACH | STK | 1 | 1 | 2018-07-26 | 262.48 | 250 | 262.48
GFM | 1607_CONTINGENCY | 5-B-16 |  | VALV-000149 | VALVE, CK2-ISOLATION, 1/2, BRZ, MFG P/N: 6778304D, MFG: CLA-VAL | EACH | EACH | STK | 6 | 6 | 2018-07-20 | 36.75 | 35 | 36.75
GFM | 1607_CONTINGENCY | 5-B-16 |  | VALV-000150 | VALVE, CSC-SWING, CHECK, 1/2, BRS, MFG P/N: 63385K, MFG: CLA-VAL | EACH | EACH | STK | 2 | 2 | 2018-07-20 | 262.48 | 250 | 262.48
GFM | 1607_CONTINGENCY | 5-B-17 |  | VALV-000151 | VALVE, AUTOMATIC, CONTROL, MFG: CLA-VAL, CAT #: 1/2" CRL, SPRING RANGE: 20-200PSI | EACH | EACH | STK | 1 | 1 | 2018-07-20 | 433.55 | 412.93 | 433.55
GFM | 1607_CONTINGENCY | SW-D-12 |  | VALV-000153 | VALVE ASSEMBLY, STRAINER & NEEDLE, MFG P/N: 68372C, X42N-2, TEBS, MFG: CLA-VAL | EACH | EACH | STK | 3 | 3 | 2018-07-26 | 25.77 | 24.54 | 25.77
GFM | 1607_CONTINGENCY | SW-D-12 |  | VALV-000154 | VALVE, ISOLATION, MFG P/N: 6810203H, MFG: CLA-VAL CO, CK2B, 1/2, BRZ | EACH | EACH | STK | 3 | 3 | 2018-07-26 | 47.25 | 45 | 47.25
GFM | 1607_CONTINGENCY | SW-D-12 |  | VALV-000155 | VALVE, CHECK, MFG P/N: 9834501A, CDC-1, TEBP, MFG: CLA-VAL, 3/8" | EACH | EACH | STK | 4 | 4 | 2018-07-26 | 173.24 | 165 | 173.24
GFM | 1607_CONTINGENCY | SW-B-11 |  | VALV-000156 | VALVE, CHECK, MFG P/N: 9834502J, CDC-1, HBP, MFG: CLA-VAL, 1/2" | EACH | EACH | STK | 4 | 4 | 2017-04-06 17:28 | 188.99 | 180 | 188.99
GFM | 1607_CONTINGENCY | YARD BLOCK 6 |  | VALV-000166 | VALVE, 12", CONTROL, 3-WAY, 810211F, MFG: CLA-VAL |  | EACH | STK | 3 | 3 | 2018-07-27 | 3149.8 | 3000 | 3149.8
GFM | 1607_CONTINGENCY | SW-E-12 |  | VALV-000181 | VALVE, 3/4", UNION, BALL, MFG P/N: 30000104, MFG: RYAN HERCO FLUID FLOW SOLUTIONS | EACH | EACH | STK | 2 | 2 | 2018-07-26 | 72.29 | 68.85 | 72.29
GFM | 1607_CONTINGENCY | SW-E-12 |  | VALV-000185 | VALVE, 1/2”, PRESSURE, RELIEF, CONTROL, 20-200PSI, MFG P/N: 79222-02C, MFG: CLAV-VAL | EACH | EACH | STK | 3 | 3 | 2018-07-26 | 377.98 | 357 | 371.68
GFM | 1607_CONTINGENCY | SW-E-12 |  | VALV-000187 | VALVE, FLOW, CONTROL, 3/8, MFG P/N: V0222, MFG: ASCO RED HAT | EA | EACH | STK | 8 | 8 | 2018-07-17 | 168.58 | 125.34 | 168.58
GFM | 1607_CONTINGENCY | SW-E-12 |  | VALV-000190 | VALVE, SAFETY, RELIEF, 3/4" X 1", 100PSI, BRZ, ASME RATED, MFG P/N: RVW61-34100, MFG: APOLLO VALVES | EACH | EACH | STK | 5 | 5 | 2018-08-17 16:08 | 94.15 | 89.67 | 94.15
GFM | 1607_CONTINGENCY | SW-D-12 |  | VALV-000191 | VALVE, HOT WATER, RELIEF, 3/4”, 100PSI, BRZ, ASME RATED, MFG P/N: RVW60-34100, MFG: APOLLO VALVES | EACH | EACH | STK | 1 | 1 | 2017-07-14 12:00 | 85.37 | 81.31 | 85.37
GFM | 1607_CONTINGENCY | 6-B-7 |  | VALV-000192 | VALVE ASSEMBLY, 6, CHECK, PRESS: 740, TRIM: S.S., BODY: WCB, M/N: 103MDT, MFG P/N: M6703528, MFG: MUELLER STEAM SPECIALTY CO. | EACH | EACH | STK | 2 | 2 | 2018-07-23 | 1891.14 | 1801.2 | 1891.14
GFM | 1607_CONTINGENCY | 6-B-4 | JMI | VALV-000197 | VALVE, CHECK 4" , 80DI, MFG P/N: 7939, MFG: DANFLOSS CORPORATION (FLO-COAT) | EACH | EACH | STK | 3 | 3 | 2018-07-23 | 394.52 | 394.52 | 394.52
GFM | 1607_CONTINGENCY | 4-B-15 | JMI | VALV-000197 | VALVE, CHECK 4" , 80DI, MFG P/N: 7939, MFG: DANFLOSS CORPORATION (FLO-COAT) | EACH | EACH | STK | 2 | 2 | 2018-01-17 10:00 | 394.52 | 394.52 | 394.52
GFM | 1607_CONTINGENCY | 3-B-4 | JMI | VALV-000197 | VALVE, CHECK 4" , 80DI, MFG P/N: 7939, MFG: DANFLOSS CORPORATION (FLO-COAT) | EACH | EACH | STK | 1 | 1 | 2018-04-10 10:16 | 394.52 | 394.52 | 394.52
CAM | 1607_CONTINGENCY | 1-C-5 | JMI | VALV-000197 | VALVE, CHECK 4" , 80DI, MFG P/N: 7939, MFG: DANFLOSS CORPORATION (FLO-COAT) | EACH | EACH | STK | 2 | 2 | 2018-07-17 | 394.52 | 394.52 | 394.52
GFM | 1607_CONTINGENCY | SW-E-12 |  | VALV-000198 | VALVE, 3/4, THREADED, BRONZE, GATE, NON-RISING STEM/SCREW IN BONNET, T-113, MFG P/N: NL0J008, MFG: NIBCO | EACH | EACH | STK | 5 | 5 | 2018-07-26 | 44.42 | 42.31 | 44.42
GFM | 1607_CONTINGENCY | SW-D-12 |  | VALV-000199 | VALVE, 3, THREADED, BRONZE, GATE, NON-RISING STEM/SCREW IN BONNET, T-113, MFG P/N: NL0J00F, MFG: NIBCO | EACH | EACH | STK | 3 | 3 | 2018-07-26 | 311.74 | 296.91 | 311.74
GFM | 1607_CONTINGENCY | SW-F-12 |  | VALV-000202 | VALVE, 1-1/4, THREADED, BRONZE, GATE, NON-RISING STEM/SCREW IN BONNET, T-113, MFG P/N: NL0J00B, MFG: NIBCO | EACH | EACH | STK | 7 | 7 | 2018-07-26 | 82.88 | 78.94 | 82.88
GFM | 1607_CONTINGENCY | CONTAINER 24 |  | VALV-000205 | VALVE, RESILIENT, WEDGE, GATE, 4, (FLG X FLG), NON-RISING STEM, W/2 SQUARE OPERATING NUT, C515, AWWA 250, SSBN, EPDM, MFG P/N: 263804201175009, MFG: CLOW | EACH | EACH | STK | 4 | 4 | 2018-07-30 | 302.19 | 351.87 | 302.19
GFM | 1607_CONTINGENCY | CONTAINER 8A |  | VALV-000205 | VALVE, RESILIENT, WEDGE, GATE, 4, (FLG X FLG), NON-RISING STEM, W/2 SQUARE OPERATING NUT, C515, AWWA 250, SSBN, EPDM, MFG P/N: 263804201175009, MFG: CLOW | EACH | EACH | STK | 1 | 1 | 2018-07-30 | 302.19 | 351.87 | 302.19
GFM | 1607_CONTINGENCY | CONTAINER 11 |  | VALV-000206 | VALVE, 4, GATE, (MJ X FLG), NON-RISING STEM, W/2 SQUARE OPERATING NUT, AWWA 250 W, MFG P/N: 26400421117500 | EACH | EACH | STK | 2 | 2 | 2018-07-30 | 540.35 | 522.59 | 548.68
GFM | 1607_CONTINGENCY | CONTAINER 27 |  | VALV-000211 | VALVE, 12, GATE, (MJ X FLG), NON-RISING STEM, W/2 SQUARE OPERATING NUT, AWWA 250 W, MFG P/N: 26401221117500, MFG: CLOW | EACH | EACH | STK | 2 | 2 | 2018-07-30 | 1620.31 | 1618.26 | 1699.06
GFM | 1607_CONTINGENCY | CONTAINER 27 |  | VALV-000212 | VALVE, 10, GATE, (MJ X FLG), NON-RISING STEM, W/2 SQUARE OPERATING NUT, AWWA 250 W, MFG P/N: 26401021117500, MFG: CLOW | EACH | EACH | STK | 3 | 3 | 2018-08-17 16:08 | 1569.7 | 1537.44 | 1632
GFM | 1607_CONTINGENCY | CONTAINER 16 |  | VALV-000213 | VALVE, 8, GATE, (MJ X FLG), NON-RISING STEM, W/2 SQUARE OPERATING NUT, AWWA 250 W, MFG P/N: 26400821117500, MFG: CLOW | EACH | EACH | STK | 1 | 1 | 2018-09-17 | 1158.07 | 1145.98 | 1203.2
GFM | 1607_CONTINGENCY | GFM-CONTAINER 12 |  | VALV-000214 | VALVE, 6, GATE, (MJ X FLG), NON-RISING STEM, W/2 SQUARE OPERATING NUT, AWWA 250 W, MFG P/N: 26400621117500, MFG: CLOW | EACH | EACH | STK | 1 | 1 | 2019-03-06 07:45 | 740.95 | 740.95 | 777.17
GFM | 1607_CONTINGENCY | 3-B-4 |  | VALV-000215 | VALVE, 5, SUBMERSIBLE PUMP, CHECK, FLO-COAT, 80DI, MFG P/N: 4088, MFG: DANFOSS FLOWMATIC CORPORATION | EACH | EACH | STK | 1 | 1 | 2018-06-14 15:44 | 630.17 | 616.35 | 647.13
GFM | 1607_CONTINGENCY | YARD BLOCK 6 |  | VALV-000217 | VALVE, 14, GATE, (FLG), WITH BY-PASS, NON-RISING STEM, IBBM, BEVEL GEARED, CLASS 150, BTM, MFG P/N: 261314201101444, MFG: CLOW VALVE | EACH | EACH | STK | 1 | 1 | 2018-07-27 | 5578.29 | 5313 | 5578.29
GFM | 1607_CONTINGENCY | YARD |  | VALV-000218 | VALVE, 18, GATE, (FLG), WITH BY-PASS, NON-RISING STEM, IBBM, BEVEL GEARED, CLASS 150, BTM, MFG P/N: 261318201101444, MFG: CLOW VALVE | EACH | EACH | STK | 2 | 2 | 2018-07-31 | 7643.5 | 7280 | 7643.5
GFM | 1607_CONTINGENCY | YARD BLOCK 6 |  | VALV-000219 | VALVE, 16, GATE, FLANGE, WITH BY-PASS, NON-RISING STEM, IBBM, BEVEL GEARED, CLASS 150, BTM, MFG P/N: T1301205, MFG: CLOW VALVE | EACH | EACH | STK | 1 | 1 | 2018-07-27 | 7264.48 | 8030.39 | 10765.13
GFM | 1607_CONTINGENCY | 4-B-3 |  | VALV-000225 | VALVE, AIR, VACUUM, 2, MODEL: AL20, 2 INLET/OUTLET, 150-300 PSI, MFG P/N: A111314AL20, MFG: CRISPIN VALVES | EACH | EACH | STK | 10 | 10 | 2018-07-20 | 342.54 | 326.25 | 342.54
GFM | 1607_CONTINGENCY | YARD |  | VALV-000229 | VALVE, 20, GATE, (FLG), 2 SQUARE OPERATING NUT, NON-RISING STEM, SSBN, BEVEL GEARED, BTM, MFG: CLOW VALVE | EACH | EACH | STK | 2 | 2 | 2017-04-06 17:45 | 6520.92 | 6210.8 | 6520.92
GFM | 1607_CONTINGENCY | YARD |  | VALV-000230 | VALVE, 24, GATE, (FLG), 2 SQUARE OPERATING NUT, NON-RISING STEM, SSBN, BEVEL GEARED, BTM, MFG: CLOW VALVE | EACH | EACH | STK | 3 | 3 | 2017-04-06 17:35 | 9667.49 | 9207.73 | 9667.49
GFM | 1607_CONTINGENCY | CONTAINER 16 | INDIGO | VALV-000232 | VALVE, GATE, 10”, (MJ X FLG), NON-RISING STEM, W/2” SQUARE OPERATING NUT, C515, AWWA 250, OL, SSBN, EPDM, (INCLUDES: 1 - SE – 10” MJ ACCESSORY SET), MFG P/N: 263810211175009, MFG: CLOW | EACH | EACH | STK | 3 | 3 | 2018-07-30 | 968.79 | 922.72 | 968.79
GFM | 1607_CONTINGENCY | CONTAINER 24 | INDIGO | VALV-000233 | VALVE, RESILIENT, WEDGE, GATE, 4, (FLG X FLG), OSY, HANDWHEEL, 250 PSI, MFG P/N: 26380420117, MFG: CLOW | EACH | EACH | STK | 8 | 8 | 2018-07-30 | 356.5 | 356.5 | 356.5
GFM | 1607_CONTINGENCY | 7-A-13 | HARRINGTON | VALV-000236 | VALVE, BALL, 3", CPVC, TU 2000, FIPT, FKM, O-RING, MFG P/N: 1831-030C, MFG: SPEARS MANUFACTURING CO. | EACH | EACH | STK | 4 | 4 | 2018-07-24 | 353.01 | 353.01 | 353.01
GFM | 1607_CONTINGENCY | YARD BLOCK 7 | AISI | VALV-000237 | VALVE, 8”, GATE, OS&Y, (FLG X FLG), C153, MFG: AMERICAN FLOW CONTROL | EACH | EACH | STK | 2 | 2 | 2018-07-27 | 76830.87 | 76830.87 | 76830.87
GFM | 1607_CONTINGENCY | 7-C-13 | OCV | VALV-000238 | VALVE, 6”, PRESSURE, RELIEF, STYLE: GLOBE, MODEL: 127-3, #150, DI COATED, MFG P/N: 127G003-060 1111, MFG: OCV VALVES | EACH | EACH | STK | 1 | 1 | 2018-07-26 | 2033.98 | 2033.98 | 2033.98
GFM | 1607_CONTINGENCY | 7-C-13 | OCV | VALV-000239 | VALVE, 4”, PRESSURE, RELIEF, STYLE: GLOBE, MODEL: 127-3, #150, DI COATED, MFG P/N: 127G003-040 1111, MFG: OCV VALVES | EACH | EACH | STK | 1 | 1 | 2018-09-05 07:55 | 1286.29 | 1286.29 | 1286.29
GFM | 1607_CONTINGENCY | SW-F-12 | CCD | VALV-000240 | VALVE, FLOW, CONTROL, ¼”, MFG P/N: 8342G020, MFG: ASCO RED HAT | EACH | EACH | STK | 1 | 1 | 2018-07-26 | 387.18 | 387.18 | 387.18
GFM | 1607_CONTINGENCY | CONTAINER 24 | FRONTIER SUPPLY COMPANY | VALV-000241 | VALVE, 2” X 1”, CAST IRON, MOD, 49A, MFG P/N: WS-71500169, MFG: VALMATIC | EACH | EACH | STK | 2 | 2 | 2018-07-30 | 1532.04 | 1532.04 | 1532.04
GFM | 1607_CONTINGENCY | 6-B-4 | JMI | VALV-000244 | VALVE, CHECK 6" , 80DI, MFG P/N: 4089, MFG: DANFOSS FLOMATIC CORPORATION (FLO-COAT) | EACH | EACH | STK | 4 | 4 | 2018-08-17 16:08 | 636.32 | 636.32 | 636.32
GFM | 1607_CONTINGENCY | 3-B-4 | JMI | VALV-000244 | VALVE, CHECK 6" , 80DI, MFG P/N: 4089, MFG: DANFOSS FLOMATIC CORPORATION (FLO-COAT) | EACH | EACH | STK | 4 | 4 | 2018-07-10 16:09 | 636.32 | 636.32 | 636.32
CAM | 1607_CONTINGENCY | 1-C-5 | JMI | VALV-000244 | VALVE, CHECK 6" , 80DI, MFG P/N: 4089, MFG: DANFOSS FLOMATIC CORPORATION (FLO-COAT) | EACH | EACH | STK | 2 | 2 | 2018-07-17 | 636.32 | 636.32 | 636.32
GFM | 1607_CONTINGENCY | 5-C-12 | INDIGO | VALV-000245 | VALVE, REDUCING, PRESSURE, 4", PRV, FLANGED ENDS, CLASS 125 OR EQUAL, MFG: CLA-VAL | EACH | EACH | STK | 2 | 2 | 2018-07-20 | 874.53 | 874.53 | 874.53
GFM | 1607_CONTINGENCY | 5-C-12 | INDIGO | VALV-000247 | VALVE, CHECK, 4", DIAPHRAGM OPERATED, SERIES 81-02, FLANGED ENDS, CLASS 125 OR EQUAL, MFG: CLA-VAL | EACH | EACH | STK | 4 | 4 | 2018-07-20 | 3968.74 | 2322.94 | 3968.74
GFM | 1607_CONTINGENCY | 4-B-16 | INDIGO | VALV-000248 | VALVE, CHECK, 6", DIAPHRAGM OPERATED, SERIES 81-02, FLANGED ENDS, CLASS 125 OR EQUAL, MFG: CLA-VAL | EACH | EACH | STK | 2 | 2 | 2018-07-19 | 1309.33 | 1309.33 | 1309.33
GFM | 1607_CONTINGENCY | 4-C-14 | INDIGO | VALV-000249 | VALVE, CONTROL, SOLENOID, WELL PUMP, 4”, SERIES 61-02, SERIES 31-02, FLANGED ENDS, CLASS 125 OR EQUAL, MFG: CLA-VAL | EACH | EACH | STK | 1 | 1 | 2018-07-20 | 2299.97 | 2299.97 | 2299.97
GFM | 1607_CONTINGENCY | 2-A-1 | INDIGO | VALV-000251 | VALVE, CHECK, TEFLON, MFG PN: SVC-1, MFG: HYDRO | EACH | EACH | STK | 4 | 4 | 2017-08-14 | 48.75 | 48.75 | 48.75
GFM | 1607_CONTINGENCY | 5-C-12 | J&A ENT | VALV-000252 | VALV, 4" PRESSURE REDUCING, MFG PN: 90-01ABD, MFG: CLA-VAL | EACH | EACH | STK | 2 | 2 | 2018-07-20 | 2614.33 | 2614.33 | 2614.33
GFM | 1607_CONTINGENCY | 6-B-11 | FRONTIER | VALV-000253 | VALVE, 2" X 2 1/2" OUTLET, MFG PN: 5401G, MFG: POWERSEAL | EACH | EACH | STK | 3 | 3 | 2018-07-23 | 474.49 | 474.49 | 474.49
CAM | 1607_CONTINGENCY | 1-C-13 |  | VALV-000255 | VALVE, 4" WELL PUMP CONTROL VALVE; MFG, PN: 661-02-132J MFG CLA-VAL | EACH | EACH | STK | 1 | 1 | 2018-07-18 | 2348.04 | 2348.04 | 2348.04
CAM | 1607_CONTINGENCY | 1-C-13 |  | VALV-000256 | VALVE, 6" WELL PUMP CONTROL VALVE, MFG PN: 661-02-133H MFG CLA-VAL | EACH | EACH | STK | 2 | 2 | 2018-07-18 | 2881.35 | 2881.35 | 2881.35
CAM | 1607_CONTINGENCY | 1-C-4 |  | VALV-000257 | VALVE, 4" CARBON STEEL GLOBE VALVE TRIM 8. CLASS ISOLB, FLANGED ENDS 4WCBGV-ISO MFG:VELAN | EACH | EACH | STK | 2 | 2 | 2018-07-17 | 1567.49 | 1567.49 | 1567.49
GFM | 1607_CONTINGENCY | SW-E-12 |  | VALV-000258 | VALVE, RELIEF COMPLETE (375A/AST) 2.5"-6" MFG P/N: 3707-CU-XL MFG WILKINS ZURN | SET | SET | STK | 2 | 2 | 2018-08-06 09:10 | 597.11 | 597.11 | 597.11
GFM | 1607_CONTINGENCY | SW-E-12 |  | VALV-000259 | VALVE, RELIEF COMPLETE (375A/AST) 8"-10" MFG P/N: 3711-CU-XL MFG WILKINS ZURN | SET | SET | STK | 2 | 2 | 2018-08-06 09:10 | 906.84 | 906.84 | 906.84
GFM | 1607_CONTINGENCY | 6-C-13 |  | VALV-40WR | VALVE, PRESSURE RELIEF, 8", ALTITUDE, W/ACCESSORIES | EACH | EACH | STK | 1 | 1 | 2018-04-04 | 3674.76 | 3500 | 3674.76
GFM | 1607_CONTINGENCY | SW-F-12 |  | VALV-700010 | VALVE 6, HORIZONTAL GLOBE, 150LB, FLANGED END DUCTILE IRON, 1 ASSY COMPLETE REPLACEMENT DIAP FOR 100-20 HYTROL MAIN VALVES | EACH | EACH | STK | 1 | 1 | 2018-07-26 | 639.41 | 609 | 639.41
GFM | 1607_CONTINGENCY | SW-F-12 |  | VALV-700011 | VALVE, POSITION INDICATOR, X101, 3/4" NPT 6", BRASS PYREX TUBE, PRESSURE RATING 400PSI | EACH | EACH | STK | 1 | 1 | 2018-07-26 | 146.99 | 140 | 146.99
GFM | 1607_CONTINGENCY | SW-F-12 |  | VALV-700012 | KIT, VALVE REPAIR FOR 4" 100-02, POWER TOOL MAIN VALVE, INCL. DIAP,DISC AND SPARE SPACE WASHERS | KIT | KIT | STK | 1 | 1 | 2018-07-26 | 213.14 | 203 | 213.14
GFM | 1607_CONTINGENCY | CONTAINER 25 |  | VALV-700029 | VALVE, 14, ALTITUDE, M/N: 210-02, W/2- WAY FLOW, DELAYED OPENING, DUCTILE IRON BODY, BRONZE TRIM, GLOBE PATTER, EPOXY COATED, CLASS 150, 39 FE TO FE, ADJUSTABLE RANGE 5-40FT | EACH | EACH | STK | 1 | 1 | 2018-07-30 | 18439.96 | 17563 | 18439.96
GFM | 1607_CONTINGENCY | CONTAINER 13 |  | VALV-700030 | VALVE, SWING CHECK, 12" FLANGED ENDS W/LEVER WEIGHTS, 175PSI WP, M/N: 120WC, CLASS 125, MFG: SCI | EACH | EACH | STK | 1 | 1 | 2018-07-30 | 2475.98 | 2358.23 | 2475.98
GFM | 1607_CONTINGENCY | SW-F-12 |  | VOLT-000001 | RELAY, SOLID, STATE, 100/140V, 50/60HZ, 132VAC, 2A, MFG P/N: 506C084G02, MFG: CUTLER HAMMER | EACH | EACH | STK | 1 | 1 | 2018-07-26 | 749.09 | 713.47 | 749.09
GFM | 1607_CONTINGENCY | SW-F-12 |  | VOLT-000002 | METER SWITCH, ROTARY TYPE, 4 POSITIONS: OFF, L1-L2, L2-L3, L3-L1, 16A, 600VAC, A600P300, 50/60HZ, MFG P/N: TO-2-15170, MFG: MOELLER | EACH | EACH | STK | 1 | 1 | 2018-07-26 | 56.24 | 53.57 | 56.24
GFM | 1607_CONTINGENCY | 4-B-17 |  | VOLT-000003 | VOLTMETER, (AC VOLTS PANEL METER), RANGE: 0-600VAC, SCALE: 0-600VAC, MFG P/N: YCA-250344SJSJ, MFG: YOKOGAWA | EACH | EACH | STK | 1 | 1 | 2018-07-20 | 157.16 | 149.69 | 157.16
GFM | 1607_CONTINGENCY | SW-F-12 |  | WASH-000002 | WASHER, SPACER, 100-300PSI, MFG P/N: V0634F | EACH | EACH | STK | 1 | 1 | 2018-07-26 | 0.94 | 0.9 | 0.94
GFM | 1607_CONTINGENCY | 1-D-14 |  | WASH-000003 | WASHER, 1/4", FLAT, MFG: COSMODYNE, MFG P/N: 3207215-26 | EACH | EACH | STK | 10 | 10 | 2018-07-17 | 0.15 | 0.14 | 0.15
GFM | 1607_CONTINGENCY | 1-D-14 |  | WASH-000006 | WASHER, 5/16", FLAT, MFG: COSMODYNE, MFG P/N: 3207215-21 | EACH | EACH | STK | 2 | 2 | 2018-07-17 | 0.06 | 0.06 | 0.06
GFM | 1607_CONTINGENCY | 1-D-14 |  | WASH-000010 | WASHER, 1/4", LOCK, MFG: COSMODYNE, MFG P/N: 3207215-22 | EACH | EACH | STK | 2 | 2 | 2018-07-17 | 0.08 | 0.08 | 0.08
GFM | 1607_CONTINGENCY | 1-D-14 |  | WASH-000011 | WASHER, 1/4", LOCK, MFG: COSMODYNE, MFG P/N: 3207215-27 | EACH | EACH | STK | 10 | 10 | 2018-07-17 | 0.21 | 0.2 | 0.21
GFM | 1607_CONTINGENCY | 1-D-14 |  | WASH-000012 | WASHER, 5/8", LOCK, MFG: COSMODYNE, MFG P/N: 3207215-42 | EACH | PACKAGE | STK | 1 | 1 | 2018-07-17 | 0.25 | 0.24 | 0.25
GFM | 1607_CONTINGENCY | SW-F-12 |  | WASH-000015 | WASHER, 5/8" X 1-1/4", COPPER, 050-006-001-000 | EACH | EACH | STK | 1 | 1 | 2018-07-26 | 2.1 | 2 | 2.1
GFM | 1607_CONTINGENCY | 1-B-15 |  | WASH-000042 | WASHER | EACH | EACH | STK | 5 | 5 | 2018-07-17 | 0.26 | 0.25 | 0.26
GFM | 1607_CONTINGENCY | 1-B-15 |  | WASH-000043 | WASHER, LOCK, D, 3/8, MFG: YOEMANS CHICAGO CORPORATION, MFG P/N: 02627679-217 | EACH | EACH | STK | 3 | 3 | 2018-07-17 | 1.57 | 1.5 | 1.57
GFM | 1607_CONTINGENCY | 7-C-3 |  | WIPE-000001 | NUT, WIPER, DRIVE, MFG P/N: S300807, MFG: CALGON CARBON CORPORATION | EACH | EACH | STK | 1 | 1 | 2019-02-22 10:41 | 134.32 | 103.81 | 134.32
GFM | 1607_CONTINGENCY | SW-F-12 |  | WIPE-000001 | NUT, WIPER, DRIVE, MFG P/N: S300807, MFG: CALGON CARBON CORPORATION | EACH | EACH | STK | 3 | 3 | 2018-07-26 | 134.32 | 103.81 | 134.32
GFM | 1607_CONTINGENCY | SW-F-12 |  | WIPE-000002 | WIPER ELEMENT ASSEMBLY, 40MM, MFG P/N: S300854, MFG: CALGON CARBON CORPORATION | EACH | EACH | STK | 6 | 6 | 2018-07-26 | 349.4 | 328.94 | 349.4
GFM | 1607_CONTINGENCY | SW-F-12 |  | WIRE-000001 | WIRE, GROUND, MFG P/N: 400-01304-A | EACH | EACH | STK | 3 | 3 | 2018-07-26 | 76.39 | 72.76 | 76.39
GFM | 1607_CONTINGENCY | 2-B-17 |  | WIRE-000013 | WIRE, #8 THW, 600VOLT, 8/3 FLAT W/GRD TYPE THW, TW75, 1000FT PER SPOOL | REEL | REEL | STK | 2 | 2 | 2018-07-18 | 3203.68 | 3051.32 | 3203.68
GFM | 1607_CONTINGENCY | 3-B-6 |  | WIRE-000018 | CABLE, 1/0 AWG, QUADRAPLEX, 3 CDRS, 600V, XHHW-2, CU, SE, WITH 1/0 HARD DRAWN BARE CU, QUAD600V1/0COP, MFG: SERVICE WIRE COMPANY | FOOT | FOOT | STK | 500 | 500 | 2018-09-26 14:56 | 25.08 | 25.08 | 25.08
GFM | 1607_CONTINGENCY | 7-C-8 |  | WIRE-000038 | WIRE, 4/3 THHN/PVC JKT FLAT PUMP, MFG P/N: 7272D, MFG: PAIGE | FOOT | FOOT | STK | 1000 | 1000 | 2018-07-26 | 11.55 | 11 | 11.55
GFM | 1607_CONTINGENCY | 6-C-12 |  | WIRE-000039 | WIRE, CABLE, FOR DEEPWELL SUMBMERSIBLE WATER PUMP, MFG P/N: TAW-TW75, LINEAR CABLE | FOOT | FOOT | STK | 500 | 500 | 2018-07-24 | 1.51 | 1.44 | 1.51
GFM | 1607_CONTINGENCY | 7-A-9 |  | WIRE-000040 | WIRE, 3/3 THHN/PVC JKT FLAT PUMP, MFG P/N: 7272D, MFG: PAIGE | FOOT | FOOT | STK | 1000 | 1000 | 2018-07-24 | 2.62 | 2.5 | 2.62
1335077.78

## 1700000 GFM
FURNISHED | STOREROOM | BINNUM | VENDOR | ITEMNUM | DESCRIPTION | ORDERUNIT | ISSUEUNIT | CATEGORY | CURBAL | PHYSCNT | PHYSCNTDATE | STDCOST | AVGCOST | LASTCOST
GFM | 1700_CONTINGENCY | SB-A-02 | MARDIAN EQUI | ADAP-000025 | ADAPTER, MFG PN: 3D1583, MFG: LINK BELT, (FOR:634 SEQ) | EACH | EACH | STK | 2 | 2 | 2018-07-24 | 337.3 | 321.26 | 337.3
GFM | 1700_CONTINGENCY | SB-D-02 |  | ALTE-000005 | ALTERNATOR (FOR USN: 635SEQ, VIN: F2J79353, LINK BELT HTC-8675II HYDRAULIC CRANE), MFG P/N: P9A0167, MFG: LINK BELT CRANES | EACH | EACH | STK | 1 | 1 | 2018-07-25 | 304.07 | 289.61 | 304.07
GFM | 1700_CONTINGENCY | SB-D-01 |  | ARM-000003 | ARM, WIPER, 15 - 19 ADJ., (FOR USN: 3433TBG, VIN: 2NPLLD0X47M658483, PETERBILT CRANE), MFG P/N: 9245100656, MFG: MANITOWOC CRANE CARE | EACH | EACH | STK | 1 | 1 | 2018-07-24 | 59.29 | 56.47 | 59.29
GFM | 1700_CONTINGENCY | SB-D-01 |  | ARM-000004 | ARM, WIPER, (FOR USN: 3433TBG, VIN: 2NPLLD0X47M658483, PETERBILT CRANE), MFG P/N: 9245100659, MFG: MANITOWOC CRANE CARE | EACH | EACH | STK | 1 | 1 | 2018-07-24 | 82.99 | 79.04 | 82.99
GFM | 1700_CONTINGENCY | SB-B-03 | WEST PAC | ASSE-000011 | ASSEMBLY, U-JOINT, P/N: 9364101867, MFG: MANITOWOC | EACH | EACH | STK | 2 | 2 | 2018-09-17 | 258.9 | 246.59 | 258.9
GFM | 1700_CONTINGENCY | SB FLOOR | MARDIAN EQUI | ASSE-000012 | ASSEMBLY, HOSE, P/N: J7J0684, MFG: LINK-BELT | EACH | EACH | STK | 1 | 1 | 2018-09-26 14:56 | 397.32 | 378.42 | 397.32
GFM | 1700_CONTINGENCY | SB FLOOR | MARDIAN EQUI | ASSE-000013 | ASSEMBLY, HOSE, P/N: J7J0685, MFG: LINK-BELT | EACH | EACH | STK | 1 | 1 | 2018-09-26 14:56 | 406.96 | 387.61 | 406.96
GFM | 1700_CONTINGENCY | 5-C-17 | WEST PAC | ASSE-000014 | ASSEMBLY, CYLINDER, Y-5.50 JACK, P/N: 80053050, MFG: MANITOWOC | EACH | EACH | STK | 1 | 1 | 2018-09-17 | 2764 | 2632.55 | 2764
GFM | 1700_CONTINGENCY | SB-A-02 | MARDIAN EQUI | ASSE-000015 | ASSEMBLY, CLUTCH, OVER-RUNNING, MFG P/N: 3D1566, MFG: LINK-BELT | EACH | EACH | STK | 2 | 2 | 2018-07-24 | 4034.44 | 3842.57 | 4034.44
GFM | 1700_CONTINGENCY | SB-D-02 | MARDIAN EQUI | ASSE-000016 | ASSEMBLY, PINNING SPRING, MFG P/N: N4M0073S, MFG: LINK-BELT | EACH | EACH | STK | 1 | 1 | 2018-07-25 | 104.92 | 104.92 | 104.92
GFM | 1700_CONTINGENCY | SB-D-03 | ALTEC WORLD | ASSE-000017 | ASSEMBLY, HYDRAULIC FILTER, MFG P/N: 970286611, MFG: ALTEC | EACH | EACH | STK | 1 | 1 | 2018-07-25 | 128.43 | 128.43 | 128.43
GFM | 1700_CONTINGENCY | SB-D-02 | MARDIAN EQUI | BAR-000007 | BAR, WARNING LIGHT, (BRACKET ONLY), (FOR USN: 620SEQ, VIN: F2J78353, LINK BELT HTC-8675 HYDRAULIC CRANE), MFG P/N: P9R0032, MFG: LINK BELT CRANES | EACH | EACH | STK | 1 | 1 | 2018-07-25 | 222.62 | 222.62 | 222.62
GFM | 1700_CONTINGENCY | SB-B-02 | MARDIAN EQUI | BEAR-000006 | BEARING, BALL (FOR USN: 634SEQ, VIN: J7J89973, 100 TON CRANE), MFG P/N: 1X2550, MFG: LINK BELT CRANES | EACH | EACH | STK | 4 | 4 | 2018-07-24 | 73.02 | 69.55 | 73.02
GFM | 1700_CONTINGENCY | SB-B-03 | WEST PAC | BEAR-000078 | BEARING, CENTER, P/N: 9364101785, MFG: MANITOWOC | EACH | EACH | STK | 1 | 1 | 2018-09-17 | 103.63 | 98.7 | 103.63
GFM | 1700_CONTINGENCY | SB-B-04 | WEST PAC | BEAR-000079 | BEARING, BUSHING, MFG PN:03316974, MFG: SIEBENHAAR, FOR: 967SEQ | EACH | EACH | STK | 1 | 1 | 2018-07-24 | 1503.38 | 1503.38 | 1503.38
GFM | 1700_CONTINGENCY | SB-A-02 | MARDIAN EQUI | BEAR-000084 | BEARING, BALL, MFG PN: 3D0343, MFG: LINK BELT, (FOR USN: 634 SEQ) | EACH | EACH | STK | 2 | 2 | 2018-07-24 | 612.46 | 583.33 | 612.46
GFM | 1700_CONTINGENCY | SB-A-02 | MARDIAN EQUI | BEAR-000085 | BEARING, BALL, MFG P/N: 3D0342, MFG: LINK-BELT | EACH | EACH | STK | 2 | 2 | 2018-07-24 | 326.84 | 311.3 | 326.84
GFM | 1700_CONTINGENCY | SB-A-02 | MARDIAN EQUI | BEAR-000086 | BEARING, ROLLER, MFG P/N: 3D1602, MFG: LINK-BELT | EACH | EACH | STK | 6 | 6 | 2018-07-24 | 85.26 | 81.21 | 85.26
GFM | 1700_CONTINGENCY | SB-A-01 |  | BEAR-000089 | NEEDLE BEARING MFG USN1198SEQ MFG PN:02316449 MFG MANITOWOC | EACH | EACH | STK | 1 | 1 | 2018-07-24 | 48.93 | 48.93 | 48.93
GFM | 1700_CONTINGENCY | SB-A-01 |  | BEAR-000090 | GROOVED BALL BEARING MFG USN1198SEQ MFG PN: 02317791 MFG MANITOWOC | EACH | EACH | STK | 1 | 1 | 2018-07-24 | 21.57 | 21.57 | 21.57
GFM | 1700_CONTINGENCY | SB-C-01 |  | BEAR-000091 | BEARING CONE MFG USN620SEQ MFG PN:3H2074 MFG LINK BELT | EACH | EACH | STK | 1 | 1 | 2018-07-24 | 59.32 | 59.32 | 59.32
GFM | 1700_CONTINGENCY | SB-C-01 |  | BELT-000003 | V-BELT (FOR USN: 620SEQ, VIN: F2J78353, LINK BELT HTC-8675 HYDRAULIC CRANE), MFG P/N: 1X8001, MFG: LINK BELT CRANES | SET | SET | STK | 1 | 1 | 2018-07-24 | 28.82 | 27.45 | 28.82
GFM | 1700_CONTINGENCY | SB-C-01 |  | BELT-000004 | V-BELT SET (FOR USN: 620SEQ, VIN: F2J78353, LINK BELT HTC-8675 HYDRAULIC CRANE), MFG P/N: 3A20098, MFG: LINK BELT CRANES | SET | SET | STK | 1 | 1 | 2018-07-24 | 72.72 | 69.26 | 72.72
GFM | 1700_CONTINGENCY | SB-C-01 |  | BELT-000005 | V-BELT, DOUBLE A/C (FOR USN: 620SEQ, VIN: F2J78353, LINK BELT HTC-8675 HYDRAULIC CRANE), MFG P/N: F2A0433, MFG: LINK BELT CRANES | EACH | EACH | STK | 1 | 1 | 2018-07-24 | 72.27 | 68.83 | 72.27
GFM | 1700_CONTINGENCY | SB-D-02 |  | BELT-000006 | V-BELT (FOR USN: 635SEQ, VIN: F2J79353, LINK BELT HTC-8675II HYDRAULIC CRANE), MFG P/N: 1X8303, MFG: LINK BELT CRANES | EACH | EACH | STK | 1 | 1 | 2018-07-25 | 11.31 | 10.77 | 11.31
GFM | 1700_CONTINGENCY | SB-C-04 |  | BELT-000010 | BELT, ALTERNATOR (FOR USN: 635SEQ, VIN: P9J80086, CRANE TELESCOPING BOOM), MFG P/N: P9A300, MFG: LINK BELT CRANES | EACH | EACH | STK | 1 | 1 | 2017-04-06 16:10 | 89.63 | 85.37 | 89.63
GFM | 1700_CONTINGENCY | SB-C-01 | WEST PAC | BELT-000011 | BELT, DRIVE SERPENTINE, P/N: 9414101764, MFG: MANITOWOC | EACH | EACH | STK | 1 | 1 | 2018-09-17 | 132.55 | 126.25 | 132.55
GFM | 1700_CONTINGENCY | SB-D-01 |  | BLAD-000003 | BLADE, WIPER, 20 (FOR USN: 3433TBG, VIN: 2NPLLD0X47M658483, PETERBILT CRANE), MFG P/N: 9245100666, MFG: MANITOWOC CRANE CARE | EACH | EACH | STK | 4 | 4 | 2018-07-24 | 62.34 | 59.38 | 62.34
GFM | 1700_CONTINGENCY | SB-C-03 | WEST PAC | BLOC-000006 | BLOCK, MFG PN: 7086100002, MFG: MANITOWOC CRANE | EACH | EACH | STK | 1 | 1 | 2018-09-17 | 30.95 | 30.95 | 30.95
GFM | 1700_CONTINGENCY | SB-C-03 | WEST PAC | BLOC-000007 | BLOCK, SLIDE, MFG PN: 7086100000, MFG: MANITOWOC CRANE | EACH | EACH | STK | 1 | 1 | 2018-09-17 | 97.89 | 97.89 | 97.89
GFM | 1700_CONTINGENCY | SB-B-02 | MARDIAN EQUI | BOOT-000004 | BOOT, RUBBER (FOR USN: 634SEQ, VIN: J7J89973, 100 TON CRANE), MFG P/N: 38J0630, MFG: LINK BELT CRANES | EACH | EACH | STK | 4 | 4 | 2018-09-17 | 12.62 | 12.02 | 12.62
GFM | 1700_CONTINGENCY | SB-B-02 | MARDIAN EQUI | BOOT-000006 | BOOT (FOR USN: 634SEQ, VIN: J7J89973, 100 TON CRANE), MFG P/N: 3J14030, MFG: LINK BELT CRANES | EACH | EACH | STK | 1 | 1 | 2018-07-24 | 72.69 | 69.23 | 72.69
GFM | 1700_CONTINGENCY | SB-C-02 |  | BOOT-000007 | BOOT (FOR USN: 635SEQ, VIN: F2J79353, LINK BELT HTC-8675II HYDRAULIC CRANE), MFG P/N: 3J12342, MFG: LINK BELT CRANES | EACH | EACH | STK | 2 | 2 | 2018-07-24 | 23.67 | 22.54 | 23.67
GFM | 1700_CONTINGENCY | SB-F-01 | MARDIAN EQUI | BRAC-000001 | BRACKET (FOR USN: 666SEQ, VIN: 226846, GROVE CRANE RT540E), FOR 5/8” ROPE, MFG P/N: 3J172241, MFG: MANITOWOC | EACH | EACH | STK | 1 | 1 | 2018-07-25 | 141.46 | 141.46 | 141.46
GFM | 1700_CONTINGENCY | SB-C-01 | WEST PAC | BRAC-000009 | BRACKET, RET FILTER, P/N: 9515102927, MFG: MANITOWOC | EACH | EACH | STK | 1 | 1 | 2018-09-17 | 0.94 | 0.9 | 0.94
GFM | 1700_CONTINGENCY | SB-B-02 | MARDIAN EQUI | BRAK-000001 | BRAKE, SPRING, MFG P/N: 3D0726, MFG: LINK-BELT | EACH | EACH | STK | 4 | 4 | 2018-07-24 | 49.65 | 49.65 | 49.65
GFM | 1700_CONTINGENCY | SB-E-01 |  | BREA-000017 | BREAKER, CIRCUIT, (FOR USN: 3433TBG, VIN: 2NPLLD0X47M658483, PETERBILT CRANE), MFG P/N: 147169, MFG: MANITOWOC CRANE CARE | EACH | EACH | STK | 1 | 1 | 2018-07-25 | 63.51 | 60.49 | 63.51
GFM | 1700_CONTINGENCY | SB-C-01 |  | BREA-000018 | BREAKER, CIRCUIT (FOR USN: 620SEQ, VIN: F2J78353, LINK BELT HTC-8675 HYDRAULIC CRANE), MFG P/N: 25H0173, MFG: LINK BELT CRANES | EACH | EACH | STK | 1 | 1 | 2018-07-24 | 9.12 | 8.69 | 9.12
GFM | 1700_CONTINGENCY | SB-C-01 |  | BREA-000019 | BREAKER, CIRCUIT (FOR USN: 620SEQ, VIN: F2J78353, LINK BELT HTC-8675 HYDRAULIC CRANE), MFG P/N: 32R0243, MFG: LINK BELT CRANES | EACH | EACH | STK | 1 | 1 | 2018-07-24 | 101.62 | 96.79 | 101.62
GFM | 1700_CONTINGENCY | SB-C-01 |  | BREA-000020 | BREAKER, CIRCUIT (FOR USN: 620SEQ, VIN: F2J78353, LINK BELT HTC-8675 HYDRAULIC CRANE), MFG P/N: 37A0960, MFG: LINK BELT CRANES | EACH | EACH | STK | 1 | 1 | 2018-07-24 | 106.27 | 101.22 | 106.27
GFM | 1700_CONTINGENCY | SB-C-01 |  | BREA-000021 | BREAKER, CIRCUIT (FOR USN: 620SEQ, VIN: F2J78353, LINK BELT HTC-8675 HYDRAULIC CRANE), MFG P/N: 37A0961, MFG: LINK BELT CRANES | EACH | EACH | STK | 1 | 1 | 2018-07-24 | 61.76 | 58.82 | 61.76
GFM | 1700_CONTINGENCY | SB-C-01 |  | BREA-000022 | BREAKER, CIRCUIT (FOR USN: 620SEQ, VIN: F2J78353, LINK BELT HTC-8675 HYDRAULIC CRANE), MFG P/N: 37A0979, MFG: LINK BELT CRANES | EACH | EACH | STK | 1 | 1 | 2018-07-24 | 81.08 | 77.22 | 81.08
GFM | 1700_CONTINGENCY | SB-C-01 |  | BREA-000023 | BREAKER, CIRCUIT (FOR USN: 620SEQ, VIN: F2J78353, LINK BELT HTC-8675 HYDRAULIC CRANE), MFG P/N: 64R0027, MFG: LINK BELT CRANES | EACH | EACH | STK | 1 | 1 | 2018-07-24 | 79.42 | 75.64 | 79.42
GFM | 1700_CONTINGENCY | SB-C-01 |  | BREA-000024 | BREATHER (FOR USN: 620SEQ, VIN: F2J78353, LINK BELT HTC-8675 HYDRAULIC CRANE), MFG P/N: 3A3766, MFG: LINK BELT CRANES | EACH | EACH | STK | 1 | 1 | 2018-07-24 | 8.75 | 8.33 | 8.75
GFM | 1700_CONTINGENCY | SB-A-02 | MARDIAN EQUI | BREA-000025 | BREAKER, CIRCUIT (FOR USN: 634SEQ, VIN: J7J89973, 100 TON CRANE), MFG P/N: E8R0021, MFG: LINK BELT CRANES | EACH | EACH | STK | 1 | 1 | 2018-07-24 | 93.03 | 88.61 | 93.03
GFM | 1700_CONTINGENCY | SB-E-02 |  | BULB-000001 | LAMP, GLOW, 24V/70W, (FOR USN: 967SEQ, VIN: 476S90003ASZ31111, CRANE TELESCOPING BOOM), MFG P/N: 00438912, MFG: MANITOWOC CRANE CARE | EACH | EACH | STK | 4 | 4 | 2018-07-25 | 20.56 | 19.58 | 20.56
GFM | 1700_CONTINGENCY | SB-B-02 | MARDIAN EQUI | BUTT-000004 | BUTTON ASSEMBLY, PUSH (FOR USN: 634SEQ, VIN: J7J89973, 100 TON CRANE), MFG P/N: 3N1052, MFG: LINK BELT CRANES | ASSEMBLY | ASSEMBLY | STK | 1 | 1 | 2018-07-24 | 161.03 | 153.37 | 161.03
GFM | 1700_CONTINGENCY | SB-B-02 | MARDIAN EQUI | BUTT-000005 | BUTTON, PUSH (FOR USN: 634SEQ, VIN: J7J89973, 100 TON CRANE), MFG P/N: 3N1067, MFG: LINK BELT CRANES | EACH | EACH | STK | 1 | 1 | 2018-07-24 | 249.16 | 237.31 | 249.16
GFM | 1700_CONTINGENCY | SB-C-02 |  | BUTT-000006 | BUTTON ASSEMBLY, PUSH (FOR USN: 635SEQ, VIN: F2J79353, LINK BELT HTC-8675II HYDRAULIC CRANE), MFG P/N: 3N1052, MFG: LINK BELT CRANES | ASSEMBLY | ASSEMBLY | STK | 1 | 1 | 2018-07-24 | 167.47 | 159.51 | 167.47
GFM | 1700_CONTINGENCY | SB-C-02 |  | BUTT-000007 | BUTTON, PUSH (FOR USN: 635SEQ, VIN: F2J79353, LINK BELT HTC-8675II HYDRAULIC CRANE), MFG P/N: 3N1067, MFG: LINK BELT CRANES | EACH | EACH | STK | 1 | 1 | 2018-07-24 | 180.26 | 171.69 | 180.26
GFM | 1700_CONTINGENCY | SB-F-01 |  | CABL-000024 | CABLE, 139FT (FOR USN: 666SEQ, VIN: 226846, GROVE CRANE RT540E), MFG P/N: 9333101618, MFG: MANITOWOC CRANE CARE | ROLL | ROLL | STK | 2 | 2 | 2018-07-25 | 674.46 | 642.38 | 674.46
GFM | 1700_CONTINGENCY | SB-C-02 |  | CABL-000025 | CABLE ASSEMBLY, RECLINER (FOR USN: 635SEQ, VIN: F2J79353, LINK BELT HTC-8675II HYDRAULIC CRANE), MFG P/N: 3N1311, MFG: LINK BELT CRANES | ASSEMBLY | ASSEMBLY | STK | 1 | 1 | 2018-07-24 | 77.05 | 73.39 | 77.05
GFM | 1700_CONTINGENCY | SB-E-02 |  | CABL-000026 | CABLE, CONTROL (FOR USN: 635SEQ, VIN: F2J79353, LINK BELT HTC-8675II HYDRAULIC CRANE), MFG P/N: 47J2025, MFG: LINK BELT CRANES | EACH | EACH | STK | 1 | 1 | 2018-07-25 | 148.81 | 141.73 | 148.81
GFM | 1700_CONTINGENCY | SB-E-01 |  | CAP-000006 | CAP, NON-ANTI SPLASH, (FOR USN: 3433TBG, VIN: 2NPLLD0X47M658483, PETERBILT CRANE), MFG P/N: 9880100236, MFG: MANITOWOC CRANE CARE | EACH | EACH | STK | 1 | 1 | 2018-07-25 | 53.39 | 50.85 | 53.39
GFM | 1700_CONTINGENCY | SB-C-04 |  | CAP-000007 | CAP (FOR USN: 635SEQ, VIN: P9J80086, CRANE TELESCOPING BOOM), MFG P/N: 1X7443, MFG: LINK BELT CRANES | EACH | EACH | STK | 1 | 1 | 2018-07-24 | 7.83 | 7.46 | 7.83
GFM | 1700_CONTINGENCY | SB-A-02 | MARDIAN EQUI | CAP-000010 | CAP, SOLENOID (FOR USN: 634SEQ, VIN: J7J89973, 100 TON CRANE), MFG P/N: 3J15985, MFG: LINK BELT CRANES | EACH | EACH | STK | 1 | 1 | 2018-07-24 | 29.57 | 28.16 | 29.57
GFM | 1700_CONTINGENCY | SB-C-03 | WEST PAC | CAP-000014 | CAP, FILL W/ BREATHER, P/N: 7258100146, MFG: MANITOWOC | EACH | EACH | STK | 1 | 1 | 2018-09-17 | 58.03 | 55.27 | 58.03
GFM | 1700_CONTINGENCY | SB-D-02 | MARDIAN EQUI | CAP-000015 | CAPSCREW, MFG P/N: 126009026, MFG: LINK-BELT | EACH | EACH | STK | 1 | 1 | 2018-07-25 | 1.5 | 1.5 | 1.5
GFM | 1700_CONTINGENCY | SB-C-03 | WEST PAC | CART-000001 | CARTRIDGE, AIR DRYER, MFG P/N: 04158009, MFG: MANITOWOC | EACH | EACH | STK | 1 | 1 | 2018-07-24 | 26.59 | 26.59 | 26.59
GFM | 1700_CONTINGENCY | SB-D-02 |  | CASE-000001 | CASE,(FOR USN:635SEQ,VIN:F279353,LINK BELT HTC 8675II HYDRAULIC CRANE) MFG P/N:P9A0455 MFG LINK BELT | EACH | EACH | STK | 1 | 1 | 2018-09-26 15:49 | 103.88 | 103.88 | 103.88
GFM | 1700_CONTINGENCY | SB-C-04 |  | CHAN-000001 | CHANNEL, ANCHOR (FOR USN: 635SEQ, VIN: P9J80086, CRANE TELESCOPING BOOM), MFG P/N: M2A0151, MFG: LINK BELT CRANES | EACH | EACH | STK | 1 | 1 | 2018-07-24 | 50.04 | 47.66 | 50.04
GFM | 1700_CONTINGENCY | SB-E-02 |  | CIRC-000002 | CIRCLIPS, RETAINING, (SNAP RING) (FOR USN: 967SEQ, VIN: 476S90003ASZ31111, CRANE TELESCOPING BOOM), MFG P/N: 00028502, MFG: MANITOWOC CRANE CARE | EACH | EACH | STK | 4 | 4 | 2018-07-25 | 10.08 | 10.08 | 10.08
GFM | 1700_CONTINGENCY | SB-C-04 |  | CLAM-000011 | CLAMP (FOR USN: 635SEQ, VIN: P9J80086, CRANE TELESCOPING BOOM), MFG P/N: 20J2909, MFG: LINK BELT CRANES | EACH | EACH | STK | 2 | 2 | 2018-07-24 | 17.66 | 16.82 | 17.66
GFM | 1700_CONTINGENCY | SB FLOOR | WEST PAC | CLAM-000144 | CLAMP, HOSE, MFG PN: 7300000206, MFG: MANITOWOC CRANE | EACH | EACH | STK | 2 | 2 | 2018-07-24 | 6.64 | 6.64 | 6.64
GFM | 1700_CONTINGENCY | SB FLOOR | WEST PAC | CLEA-000001 | CLEANER, AIR, MFG PN: G130097, MFG: MANITOWOC CRANE | EACH | EACH | STK | 1 | 1 | 2018-07-24 | 375.53 | 375.53 | 375.53
GFM | 1700_CONTINGENCY | SB-F-01 | WEST PAC | CLOS-000001 | CLOSURE, BRG (FOR USN: 666SEQ, VIN: 226846, GROVE CRANE RT540E), MFG P/N: 7069000175, MFG: MANITOWOC | EACH | EACH | STK | 4 | 4 | 2018-08-17 16:02 | 8.75 | 8.33 | 8.75
GFM | 1700_CONTINGENCY | SB-C-04 |  | COCK-000001 | COCK, DRAIN (FOR USN: 635SEQ, VIN: P9J80086, CRANE TELESCOPING BOOM), MFG P/N: 8A2695, MFG: LINK BELT CRANES | EACH | EACH | STK | 1 | 1 | 2018-07-24 | 24.88 | 23.7 | 24.88
GFM | 1700_CONTINGENCY | SB-FLOOR |  | COIL-000002 | COIL, 12V, (FOR USN: 3433TBG, VIN: 2NPLLD0X47M658483, PETERBILT CRANE), MFG P/N: 9926112931, MFG: MANITOWOC CRANE CARE | EACH | EACH | STK | 1 | 1 | 2018-04-04 | 4134.3 | 432.08 | 4134.3
GFM | 1700_CONTINGENCY | SB-D-01 |  | COIL-000002 | COIL, 12V, (FOR USN: 3433TBG, VIN: 2NPLLD0X47M658483, PETERBILT CRANE), MFG P/N: 9926112931, MFG: MANITOWOC CRANE CARE | EACH | EACH | STK | 3 | 3 | 2018-07-24 | 4134.3 | 432.08 | 4134.3
GFM | 1700_CONTINGENCY | SB-D-01 |  | COIL-000003 | COIL, 12V, (FOR USN: 3433TBG, VIN: 2NPLLD0X47M658483, PETERBILT CRANE), MFG P/N: 9926112987, MFG: MANITOWOC CRANE CARE | EACH | EACH | STK | 4 | 4 | 2018-07-24 | 52.75 | 50.24 | 52.75
GFM | 1700_CONTINGENCY | SB-D-01 |  | COIL-000004 | COIL, 12V, (FOR USN: 3433TBG, VIN: 2NPLLD0X47M658483, PETERBILT CRANE), MFG P/N: 9926113093, MFG: MANITOWOC CRANE CARE | EACH | EACH | STK | 2 | 2 | 2018-07-24 | 292.39 | 278.48 | 292.39
GFM | 1700_CONTINGENCY | SB-E-02 | WEST PAC | COIL-000005 | COIL, BOBINE, ELECTROVANNE (FOR USN: 967SEQ, VIN: 476S90003ASZ31111, CRANE TELESCOPING BOOM), OF 1191-1, MFG P/N: 03319817, MFG: MANITOWOC CRANE CARE | EACH | EACH | STK | 1 | 1 | 2018-07-25 | 114.15 | 114.15 | 114.15
GFM | 1700_CONTINGENCY | SB-B-02 |  | COIL-000007 | COIL; (FOR USN: 634SEQ; VIN: J7J8-9973; 2008 LINKBELT RTC80100-II) | EACH | EACH | STK | 4 | 4 | 2018-07-24 | 40.13 | 40.13 | 40.13
GFM | 1700_CONTINGENCY | SB-B-02 |  | COIL-000008 | COIL; (FOR USN: 634SEQ; VIN:J7J8-9973; 2008 LINKBELT RTC80100-II) | EACH | EACH | STK | 1 | 1 | 2018-07-24 | 100.18 | 100.18 | 100.18
GFM | 1700_CONTINGENCY | SB-D-02 | MARDIAN EQUI | COMP-000001 | COMPRESSION, SPRING, MFG P/N: N3M0326, MFG: LINK-BELT | EACH | EACH | STK | 1 | 1 | 2018-07-25 | 32.68 | 32.68 | 32.68
GFM | 1700_CONTINGENCY | SB-F-01 | WEST PAC | CONE-000002 | CONE (FOR USN: 666SEQ, VIN: 226846, GROVE CRANE RT540E), MFG P/N: 7069000183, MFG: MANITOWOC | EACH | EACH | STK | 6 | 6 | 2018-06-14 15:44 | 43.62 | 41.55 | 43.62
GFM | 1700_CONTINGENCY | SB-A-02 | MARDIAN EQUI | CONN-000037 | CONNECTOR, ATB, JUMPER (FOR USN: 634SEQ, VIN: J7J89973, 100 TON CRANE), MFG P/N: E8L0008S, MFG: LINK BELT CRANES | EACH | EACH | STK | 1 | 1 | 2018-07-24 | 204.2 | 194.49 | 204.2
GFM | 1700_CONTINGENCY | SB-C-02 |  | CONN-000038 | CONNECTOR, ATB JUMPER (FOR USN: 635SEQ, VIN: F2J79353, LINK BELT HTC-8675II HYDRAULIC CRANE), MFG P/N: E8L0008S, MFG: LINK BELT CRANES | EACH | EACH | STK | 1 | 1 | 2018-07-24 | 212.37 | 202.27 | 212.37
GFM | 1700_CONTINGENCY | SB-B-02 |  | CONN-000039 | CONNECTOR MFG USN634SEQ MFG PN:7371 MFG LINK BELT | EACH | EACH | STK | 16 | 16 | 2018-07-24 | 5.43 | 5.43 | 5.43
GFM | 1700_CONTINGENCY | SB-B-02 |  | CONN-000040 | CONNECTOR MFG USN634SEQ MFG PN:7463 MFG LINK BELT | EACH | EACH | STK | 6 | 6 | 2018-07-24 | 5.19 | 5.19 | 5.19
GFM | 1700_CONTINGENCY | SB-B-02 |  | CONN-000041 | CONNECTOR MFG USN634SEQ MFG PN:7368 MFG LINK BELT | EACH | EACH | STK | 16 | 16 | 2018-07-24 | 3.49 | 3.49 | 3.49
GFM | 1700_CONTINGENCY | SB-F-01 |  | CONT-000035 | CONTROLLER, CAN, 12V, RH AR, (FOR USN: 666SEQ, VIN: 226846, GROVE CRANE RT540E), MFG P/N: 7352100095, MFG: MANITOWOC CRANE CARE (OEM CONTORLS, INC. MFG P/N: 58M14472) | EACH | EACH | STK | 1 | 1 | 2018-07-25 | 2199.51 | 2094.91 | 2199.51
GFM | 1700_CONTINGENCY | SB-F-01 |  | CONT-000036 | CONTROLLER, CAN, 12V, LH W/AH, (FOR USN: 666SEQ, VIN: 226846, GROVE CRANE RT540E) MFG P/N: 7352100096, MFG: MANITOWOC CRANE CARE/OEM CONTORLS, INC. | EACH | EACH | STK | 1 | 1 | 2018-07-25 | 2282.14 | 2173.61 | 2282.14
GFM | 1700_CONTINGENCY | SB-F-01 |  | CONT-000037 | CONTROL, ASSEMBLY THROTTLE (FOR USN: 666SEQ, VIN: 226846, GROVE CRANE RT540E), MFG P/N: 80004942, MFG: MANITOWOC CRANE CARE | ASSEMBLY | ASSEMBLY | STK | 1 | 1 | 2018-07-25 | 269.54 | 256.72 | 269.54
GFM | 1700_CONTINGENCY | SB-C-02 |  | CONT-000038 | CONTROL ASSEMBLY, CABLE , (FOR USN: 635SEQ, VIN: F2J79353, LINK BELT HTC-8675II HYDRAULIC CRANE), MFG P/N: 3N1222, MFG: LINK BELT CRANES | ASSEMBLY | ASSEMBLY | STK | 1 | 1 | 2018-07-24 | 248.29 | 236.48 | 248.29
GFM | 1700_CONTINGENCY | SB-A-01 |  | CONT-000040 | CONTROL LEVER USN1198SEQ MFG PN:03078546 MFG MANITOWOC (GROVE) | EACH | EACH | STK | 1 | 1 | 2018-07-24 | 2174.1 | 2174.1 | 2174.1
GFM | 1700_CONTINGENCY | SB-D-02 |  | CONV-000002 | CONVERTER, 12/24V (FOR USN: 635SEQ, VIN: F2J79353, LINK BELT HTC-8675II HYDRAULIC CRANE), MFG P/N: L8R0020, MFG: LINK BELT CRANES | EACH | EACH | STK | 1 | 1 | 2018-07-25 | 1226.74 | 1168.4 | 1226.74
GFM | 1700_CONTINGENCY | SB-D-01 |  | CORD-000001 | CORD, (FOR USN: 3433TBG, VIN: 2NPLLD0X47M658483, PETERBILT CRANE), MFG P/N: 146881, MFG: MANITOWOC CRANE CARE | EACH | EACH | STK | 1 | 1 | 2018-07-24 | 109.67 | 104.45 | 109.67
GFM | 1700_CONTINGENCY | SB-C-04 |  | COUP-000023 | COUPLING, MALE (FOR USN: 635SEQ, VIN: P9J80086, CRANE TELESCOPING BOOM), MFG P/N: 43J2552, MFG: LINK BELT CRANES | EACH | EACH | STK | 1 | 1 | 2018-07-24 | 10.06 | 9.58 | 10.06
GFM | 1700_CONTINGENCY | SB-B-01 |  | CYLI-000005 | CYLINDER KIT (FOR USN: 620SEQ, VIN: F2J78353, LINK BELT HTC-8675 HYDRAULIC CRANE), MFG P/N: 3J14642, MFG: LINK BELT CRANES | KIT | KIT | STK | 1 | 1 | 2018-07-24 | 754.19 | 718.32 | 754.19
GFM | 1700_CONTINGENCY | SB-C-03 | MARDIAN EQUI | CYLI-000020 | CYLINDER, BODY, MFG PN: 3J16893, MFG: LINK BELT CRANE, FOR USN: 635SEQ | EACH | EACH | STK | 1 | 1 | 2018-07-24 | 2954.54 | 2954.54 | 2954.54
GFM | 1700_CONTINGENCY | SB-A-02 | MARDIAN EQUI | DIOD-000005 | DIODE (FOR USN: 634SEQ, VIN: J7J89973, 100 TON CRANE), MFG P/N: D3R0152, MFG: LINK BELT CRANES | EACH | EACH | STK | 1 | 1 | 2018-07-24 | 132.62 | 126.31 | 132.62
GFM | 1700_CONTINGENCY | SB-A-02 | MARDIAN EQUI | DIOD-000006 | DIODE (FOR USN: 634SEQ, VIN: J7J89973, 100 TON CRANE), MFG P/N: D3R0154, MFG: LINK BELT CRANES | EACH | EACH | STK | 2 | 2 | 2018-09-17 | 34.24 | 32.61 | 34.24
GFM | 1700_CONTINGENCY | SB-C-04 |  | DIOD-000008 | DIODE ASSEMBLY (FOR USN: 635SEQ, VIN: F2J79353, LINK BELT HTC-8675II HYDRAULIC CRANE), MFG P/N: F2R0094, MFG: LINK BELT CRANES | ASSEMBLY | ASSEMBLY | STK | 1 | 1 | 2016-11-08 16:51 | 19.95 | 12.65 | 19.95
GFM | 1700_CONTINGENCY | SB-A-02 | MARDIAN EQUI | DISC-000011 | DISC, BRAKE, MFG P/N: 3D1589 , MFG: LINK-BELT | EACH | EACH | STK | 14 | 14 | 2018-07-24 | 45.6 | 43.43 | 45.6
GFM | 1700_CONTINGENCY | SB-A-02 | MARDIAN EQUI | DISC-000012 | DISC, FRICTION, MFG P/N: 3D1590, MFG: LINK-BELT | EACH | EACH | STK | 12 | 12 | 2018-07-24 | 31.2 | 29.72 | 31.2
GFM | 1700_CONTINGENCY | SB-B-03 | MARDIAN EQUI | DISP-000001 | DISPLAY, COLDFIRE, MFG PN: J9L0027, MFG: LINK-BELT, MODEL: A450275, FOR USN: 634SEQ | EACH | EACH | STK | 1 | 1 | 2016-11-08 16:49 | 3376.72 | 3376.72 | 3376.72
GFM | 1700_CONTINGENCY | 5-C-17 | WEST PAC | DRUM-000001 | DRUM, CABLE, TELESCOPIC CYLINDER, P/N: 03299262, MFG: MANITOWOC | EACH | EACH | STK | 1 | 1 | 2018-09-17 | 5375.79 | 5120.13 | 5375.79
GFM | 1700_CONTINGENCY | SB-A-02 | MARDIAN EQUI | ELBO-000052 | ELBOW, MFG P/N: 3D0456, MFG: LINK-BELT | EACH | EACH | STK | 2 | 2 | 2018-04-04 | 24.97 | 23.78 | 24.97
GFM | 1700_CONTINGENCY | SB-B-02 |  | ELBO-000053 | ELBOW MFG USN: 634SEQ P/N: 7405 MFG LINK BELT | EACH | EACH | STK | 16 | 16 | 2018-07-24 | 6.56 | 6.56 | 6.56
GFM | 1700_CONTINGENCY | SB-C-04 |  | ELEM-000005 | ELEMENT, AIR, DRYER (FOR USN: 635SEQ, VIN: P9J80086, CRANE TELESCOPING BOOM), MFG P/N: 3A20529, MFG: LINK BELT CRANES | EACH | EACH | STK | 1 | 1 | 2018-07-24 | 292.47 | 278.56 | 292.47
GFM | 1700_CONTINGENCY | SB-C-03 | WEST PAC | ELEM-000006 | ELEMENT, HYD, P/N: 9437100825, MFG: MANITOWOC | EACH | EACH | STK | 1 | 1 | 2018-09-17 | 110.52 | 105.26 | 110.52
GFM | 1700_CONTINGENCY | SB-C-03 | WEST PAC | ELEM-000014 | ELEMENT, FILTER, MFG P/N: 03329152, MFG: MANITOWOC | EACH | EACH | STK | 1 | 1 | 2018-07-24 | 58.94 | 58.94 | 58.94
GFM | 1700_CONTINGENCY | SB-C-03 | WEST PAC | ELEM-000015 | ELEMENT, FUEL FILTER, MFG P/N: 04157569, MFG: MANITOWOC | EACH | EACH | STK | 1 | 1 | 2018-07-24 | 6.66 | 6.66 | 6.66
GFM | 1700_CONTINGENCY | SB-D-03 | ALTEC WORLD | ELEM-000017 | ELEMENT, HYDRAULIC RETURN FILTER, MFG P/N: 970316191, MFG: ALTEC | EACH | EACH | STK | 1 | 1 | 2018-07-25 | 42.53 | 42.53 | 42.53
GFM | 1700_CONTINGENCY | SB-B-03 | WEST PAC | END-000002 | END, TIE-ROD, P/N: 9049109726, MFG: MANITOWOC | EACH | EACH | STK | 1 | 1 | 2018-09-17 | 148.81 | 141.73 | 148.81
GFM | 1700_CONTINGENCY | SB-B-03 | WEST PAC | END-000003 | END, TIE-ROD, P/N: 9049109727, MFG: MANITOWOC | EACH | EACH | STK | 1 | 1 | 2018-09-17 | 161.34 | 153.67 | 161.34
GFM | 1700_CONTINGENCY | SB-F-01 |  | FAN-000007 | FAN, CAB, 12V (FOR USN: 666SEQ, VIN: 226846, GROVE CRANE RT540E), MFG P/N: 742100015, MFG: MANITOWOC CRANE CARE | EACH | EACH | STK | 1 | 1 | 2018-07-25 | 68.3 | 65.05 | 68.3
GFM | 1700_CONTINGENCY | SB-B-03 |  | FILT-000019 | FILTER, CAB, (FOR USN: 666SEQ, VIN: 226846, GROVE CRANE RT540E), MFG P/N: 7437000840, MFG: MANITOWOC CRANE CARE | EACH | EACH | STK | 2 | 2 | 2016-06-01 11:41 | 26.51 | 25.25 | 26.51
GFM | 1700_CONTINGENCY | SB-F-01 |  | FILT-000019 | FILTER, CAB, (FOR USN: 666SEQ, VIN: 226846, GROVE CRANE RT540E), MFG P/N: 7437000840, MFG: MANITOWOC CRANE CARE | EACH | EACH | STK | 5 | 5 | 2018-07-25 | 26.51 | 25.25 | 26.51
GFM | 1700_CONTINGENCY | SB-B-03 |  | FILT-000020 | FILTER ELEMENT, LOW-OIL PRESSURE (FOR USN: 620SEQ, VIN: F2J78353, LINK BELT HTC-8675 HYDRAULIC CRANE), MFG P/N: D7J0149, MFG: LINK BELT CRANES | EACH | EACH | STK | 1 | 1 | 2018-07-24 | 157.68 | 150.18 | 157.68
GFM | 1700_CONTINGENCY | SB-A-03 |  | FILT-000021 | FILTER ELEMENT,SECONDARY AIR(FOR USN: 620SEQ,VIN: F2J78353,LINK BELT HTC-8675 HYDRAULIC CRANE),MFG P/N: P9A0374, MFG:LINK BELTCRANES | EACH | EACH | STK | 1 | 1 | 2018-07-24 | 105.07 | 123.38 | 105.07
GFM | 1700_CONTINGENCY | SB-A-03 |  | FILT-000022 | FILTER ELEMENT,PRIMARY AIR (FOR USN: 620SEQ,VIN:F2J78353,LINK BELT HTC-8675 HYDRAULIC CRANE),MFG P/N:P9A0373,MFG:LINK BELT CRANES | EACH | EACH | STK | 1 | 1 | 2018-07-24 | 173.39 | 123.38 | 173.39
GFM | 1700_CONTINGENCY | SB-B-03 |  | FILT-000023 | FILTER ELEMENT, FUEL/WATER, SE (FOR USN: 620SEQ, VIN: F2J78353, LINK BELT HTC-8675 HYDRAULIC CRANE), MFG P/N: E9A1110, MFG: LINK BELT CRANES | EACH | EACH | STK | 1 | 1 | 2018-07-24 | 22.08 | 21.03 | 22.08
GFM | 1700_CONTINGENCY | SB-B-03 |  | FILT-000025 | FILTER ELEMENT, CORROSION (FOR USN: 620SEQ, VIN: F2J78353, LINK BELT HTC-8675 HYDRAULIC CRANE), MFG P/N: F2A0557, MFG: LINK BELT CRANES | EACH | EACH | STK | 1 | 1 | 2018-07-24 | 19.31 | 18.39 | 19.31
GFM | 1700_CONTINGENCY | SB-C-03 | WEST PAC | FILT-000040 | FILTER ASSEMBLY, HYDRAULIC RETURN, P/N: 9437100891, MFG: MANITOWOC | EACH | EACH | STK | 1 | 1 | 2018-09-17 | 1080.39 | 1029.01 | 1080.39
GFM | 1700_CONTINGENCY | SB-B-03 | WEST PAC | FILT-000041 | FILTER, TRANS FLUID 6", P/N: 7437000873, MFG: MANITOWOC | EACH | EACH | STK | 1 | 1 | 2018-09-17 | 78.29 | 74.57 | 78.29
GFM | 1700_CONTINGENCY | SB-C-01 | WEST PAC | FILT-000042 | FILTER, FUEL/WATER SEPARATOR, P/N: 9414101756, MFG: MANITOWOC | EACH | EACH | STK | 1 | 1 | 2018-09-17 | 55.6 | 52.96 | 55.6
GFM | 1700_CONTINGENCY | SB-C-01 | WEST PAC | FILT-000043 | FILTER, OIL (LUBRICATING), P/N: 9414101679, MFG: MANITOWOC | EACH | EACH | STK | 1 | 1 | 2018-09-17 | 28.26 | 26.92 | 28.26
GFM | 1700_CONTINGENCY | SB-C-01 | WEST PAC | FILT-000044 | FILTER, FUEL, P/N: 90013227, MFG: MANITOWOC | EACH | EACH | STK | 1 | 1 | 2018-09-17 | 24.3 | 23.14 | 24.3
GFM | 1700_CONTINGENCY | SB-E-01 | WEST PAC | FILT-000045 | FILTER, ELEMENT, MFG P/N: 7437100250, MFG: MANITOWOC | EACH | EACH | STK | 1 | 1 | 2018-07-25 | 73.57 | 73.57 | 73.57
GFM | 1700_CONTINGENCY | SB-F-01 | WEST PAC | FILT-000047 | FILTER, TRANS FLUID, MFG P/N: 7437000873, MFG: MANITOWOC | EACH | EACH | STK | 1 | 1 | 2018-07-25 | 82.21 | 82.21 | 82.21
GFM | 1700_CONTINGENCY | SB-F-01 | WEST PAC | FILT-000052 | FILTER, OIL, MFG P/N: 4136470, MFG: MANITOWOC | EACH | EACH | STK | 1 | 1 | 2016-08-08 14:05 | 24.33 | 25.72 | 24.33
GFM | 1700_CONTINGENCY | SB-C-03 | WEST PAC | FILT-000057 | FILTER, FUEL, MFG P/N: 03324668, MFG: MANITOWOC | EACH | EACH | STK | 1 | 1 | 2018-07-24 | 233.44 | 233.44 | 233.44
GFM | 1700_CONTINGENCY | SB-C-03 | WEST PAC | FILT-000058 | FILTER, MFG P/N: 03142356, MFG: MANITOWOC | EACH | EACH | STK | 1 | 1 | 2018-07-24 | 56.48 | 56.48 | 56.48
GFM | 1700_CONTINGENCY | SB-D-03 | ALTEC WORLD | FILT-000062 | FILTER, HYDRAULIC PRESS, MFG P/N: 035300013, MFG: ALTEC | EACH | EACH | STK | 1 | 1 | 2018-07-25 | 66.29 | 66.29 | 66.29
GFM | 1700_CONTINGENCY | SB-D-02 |  | FILT-000063 | FILTER, (FOR USN: 635SEQ, VIN:F279353, LINK BELT HTC-8675II HYDRAULIC CRANE) ELEMENT ENGINE OIL, MFG P/N: L8A0993 MFG LINK BELT CRANES | EACH | EACH | STK | 1 | 1 | 2018-09-26 15:32 | 38.51 | 38.51 | 38.51
GFM | 1700_CONTINGENCY | SB-D-02 |  | FILT-000064 | FILTER.(FOR USN: 635SEQ,VIN: F279353,LINK BELT HTC-9675II,HYDRAULIC CRANE) MFG P/N:D7J0149 MFG LINK BELT CRANES | EACH | EACH | STK | 1 | 1 | 2018-09-26 15:32 | 130.62 | 130.62 | 130.62
GFM | 1700_CONTINGENCY | SB-D-02 |  | FILT-000065 | FILTER,(FOR USN:635SEQ,VIN:F279353,LINK BELT HTC-8675II HYDRAULIC CRANE) MFG P/N:N4N0055 MFG LINK BELT CRANES | EACH | EACH | STK | 1 | 1 | 2018-09-26 15:32 | 27.15 | 27.15 | 27.15
GFM | 1700_CONTINGENCY | SB-D-02 |  | FILT-000066 | FILTER,(FOR USN:635SEQ,VIN:F279353,LINK BELT HTC-8675II HYDRAULIC CRANE) MFG P/N:N3N0219 MFG LINK BELT CRANES | EACH | EACH | STK | 1 | 1 | 2018-09-26 15:32 | 34.72 | 34.72 | 34.72
GFM | 1700_CONTINGENCY | SB-D-02 |  | FILT-000067 | FILTER,(FOR USN:635SEQ,VIN:F279353,LINK BELT HTC 8675II HYDRAULIC CRANE) MFG P/N:N4J0211 MFG LINK BELT CRANE | EACH | EACH | STK | 1 | 1 | 2018-09-26 15:32 | 34.48 | 34.48 | 34.48
GFM | 1700_CONTINGENCY | SB-D-02 |  | FILT-000068 | FILTER, (FOR USN:635SEQ,VIN:F279353,LINK BELT HTC 8675II HYDRAULIC CRANE) MFG P/N:L8A0995 MFG LINK BELT CRANES | EACH | EACH | STK | 1 | 1 | 2018-09-26 15:32 | 31.99 | 31.99 | 31.99
GFM | 1700_CONTINGENCY | SB-D-02 |  | FILT-000069 | FILTER,(FOR USN:635SEQ,VIN:F279353,LINK BELT HTC 8675II HYDRAULIC CRANE) MFG P/N:P9A0456 MFG LINK BELT CRANES | EACH | EACH | STK | 1 | 1 | 2018-09-26 15:32 | 59.66 | 59.66 | 59.66
GFM | 1700_CONTINGENCY | SB-C-04 | MARDIAN EQUI | FITT-000004 | FITTING, GREASE (FOR USN: 635SEQ, VIN: P9J80086, CRANE TELESCOPING BOOM), MFG P/N: 1X 3255, MFG: LINK BELT CRANES | EACH | EACH | STK | 5 | 5 | 2018-07-24 | 8.45 | 8.05 | 8.45
GFM | 1700_CONTINGENCY | SB-C-01 | MARDIAN EQUI | FITT-000005 | FITTING, GREASE (FOR USN: 620SEQ, VIN: F2J78353, LINK BELT HTC-8675 HYDRAULIC CRANE), MFG P/N: 1X 3255, MFG: LINK BELT CRANES | EACH | EACH | STK | 5 | 5 | 2018-07-24 | 8.45 | 8.05 | 8.45
GFM | 1700_CONTINGENCY | SB-F-01 | WEST PAC | FITT-000006 | FITTING, GREASE (FOR USN: 666SEQ, VIN: 226846, GROVE CRANE RT540E), STR, ZINC, MFG P/N: 7440000000, MFG: MANITOWOC | EACH | ASSEMBLY | STK | 8 | 8 | 2018-08-17 16:02 | 0.7 | 0.67 | 0.7
GFM | 1700_CONTINGENCY | SB-A-01 |  | FLAG-000001 | FLAG ASSY, A2B, (FOR USN: 1198SEQ, VIN: W091004507WG12073, GROVE GMK4115 CRANE), MFG P/N: 9333102633, MFG: MANITOWOC CRANE CARE | ASSEMBLY | ASSEMBLY | STK | 2 | 2 | 2018-07-24 | 28.87 | 27.5 | 28.87
GFM | 1700_CONTINGENCY | SB-A-01 | WEST PAC | FLOA-000001 | FLOAT, ASSEMBLY, FOR 666SEQ, MFG PN: 80062020, MFG: MANITOWOC | EACH | EACH | STK | 2 | 2 | 2018-07-17 | 701.45 | 701.45 | 701.45
GFM | 1700_CONTINGENCY | SB-C-01 |  | FUSE-000267 | FUSE, VELOCITY (FOR USN: 620SEQ, VIN: F2J78353, LINK BELT HTC-8675 HYDRAULIC CRANE), MFG P/N: 65J0568, MFG: LINK BELT CRANES | EACH | EACH | STK | 1 | 1 | 2018-07-24 | 261.9 | 249.44 | 261.9
GFM | 1700_CONTINGENCY | SB-D-02 |  | FUSE-000268 | FUSE, VELOCITY (FOR USN: 635SEQ, VIN: F2J79353, LINK BELT HTC-8675II HYDRAULIC CRANE), MFG P/N: N3J0519, MFG: LINK BELT CRANES | EACH | EACH | STK | 1 | 1 | 2018-07-25 | 66.27 | 63.12 | 66.27
GFM | 1700_CONTINGENCY | SB-C-01 | WEST PAC | GASK-000045 | GASKET, P/N: 9437100808, MFG: MANITOWOC | EACH | EACH | STK | 2 | 2 | 2016-06-01 11:32 | 12.32 | 11.73 | 12.32
GFM | 1700_CONTINGENCY | SB-B-02 |  | GASK-000046 | GASKET MFG USN634SEQ MFG PN:59J0603 MFG LINK BELT | EACH | EACH | STK | 1 | 1 | 2018-07-24 | 93.48 | 93.48 | 93.48
GFM | 1700_CONTINGENCY | SB-A-01 |  | GASK-000047 | GASKET SET, MFG USN:1198SEQ MFG PN:03326814 MFG:MANITOWOC | EACH | EACH | STK | 1 | 1 | 2018-07-24 | 127.19 | 127.19 | 127.19
GFM | 1700_CONTINGENCY | SB-A-01 |  | GASK-000048 | GASKET SET CPL MGF USN634SQ MFG PN 03326807 MFG MANITOWOC | EACH | EACH | STK | 1 | 1 | 2018-07-24 | 708.64 | 708.64 | 708.64
GFM | 1700_CONTINGENCY | SB-A-01 |  | GASK-000049 | GASKET SET FOR PISTON ROD MFG USN1198SEQ PN:03326804 MFG MANITOWOC | EACH | EACH | STK | 1 | 1 | 2018-07-24 | 87.14 | 87.14 | 87.14
GFM | 1700_CONTINGENCY | SB-A-01 |  | GASK-000050 | GASKET SET CPL MFG USN1198SEQ PN:03326804 MFG MANITOWOC | EACH | EACH | STK | 1 | 1 | 2018-07-24 | 135.21 | 135.21 | 135.21
GFM | 1700_CONTINGENCY | SB-B-02 | MARDIAN EQUI | GASK-000396 | GASKET (FOR USN: 634SEQ, VIN: J7J89973, 100 TON CRANE), MFG P/N: 36A3096, MFG: LINK BELT CRANES | EACH | EACH | STK | 1 | 1 | 2018-07-24 | 1.48 | 1.41 | 1.48
GFM | 1700_CONTINGENCY | SB-B-02 | MARDIAN EQUI | GASK-000397 | GASKET (FOR USN: 634SEQ, VIN: J7J89973, 100 TON CRANE), MFG P/N: 3H2195, MFG: LINK BELT CRANES | EACH | EACH | STK | 1 | 1 | 2018-07-24 | 20.3 | 19.33 | 20.3
GFM | 1700_CONTINGENCY | SB-D-02 | MARDIAN EQUI | GAUG-000002 | GAUGE, OIL (FOR USN: 635SEQ, VIN: P9J80086, CRANE TELESCOPING BOOM), MFG P/N: L8R0011, MFG: LINK BELT CRANES | EACH | EACH | STK | 1 | 1 | 2018-07-25 | 82.08 | 78.18 | 82.08
GFM | 1700_CONTINGENCY | SB-C-01 |  | GAUG-000025 | GAUGE, SITE (FOR USN: 620SEQ, VIN: F2J78353, LINK BELT HTC-8675 HYDRAULIC CRANE), MFG P/N: 3D0967, MFG: LINK BELT CRANES | EACH | EACH | STK | 1 | 1 | 2018-07-24 | 142.18 | 135.42 | 142.18
GFM | 1700_CONTINGENCY | SB-B-04 | WEST PAC | GAUG-000031 | GAUGE, OIL, MFG PN: 03316996, MG: SEL, FOR 967SEQ | EACH | EACH | STK | 2 | 2 | 2018-07-10 16:09 | 703.98 | 703.98 | 703.98
GFM | 1700_CONTINGENCY | 5-A-01 | MARDIAN EQUI | GEAR-000004 | GEAR, STEERING, REMAN, MFG PN : 59A1826K, MFG : LINK BELT | EACH | EACH | STK | 1 | 1 | 2018-09-17 | 3680.01 | 3680.01 | 3680.01
GFM | 1700_CONTINGENCY | SB-C-04 | MARDIAN EQUI | HAND-000003 | HANDLE (FOR USN: 635SEQ, VIN: P9J80086, CRANE TELESCOPING BOOM), MFG P/N: L8J0174, MFG: LINK BELT CRANES | EACH | EACH | STK | 1 | 1 | 2018-07-24 | 30.18 | 30.18 | 30.18
GFM | 1700_CONTINGENCY | SB-E-02 |  | HEAD-000005 | HEADLIGHT, HIGHBEAM, (FOR USN: 967SEQ, VIN: 476S90003ASZ31111, CRANE TELESCOPING BOOM), MFG P/N: 0332048, MFG: MANITOWOC CRANE CARE | EACH | EACH | STK | 1 | 1 | 2018-07-25 | 203.54 | 193.86 | 203.54
GFM | 1700_CONTINGENCY | SB-D-02 | MARDIAN EQUI | HEAD-000009 | HEAD, MFG PN: 3J16890, MFG: LINK BELT CRANES, F6473500001002, FOR USN:635SEQ | EACH | EACH | STK | 1 | 1 | 2018-07-25 | 274.98 | 274.98 | 274.98
GFM | 1700_CONTINGENCY | SB-C-04 |  | HOSE-000002 | HOSE (FOR USN: 635SEQ, VIN: P9J80086, CRANE TELESCOPING BOOM), MFG P/N: D6J0503, MFG: LINK BELT CRANES | ASSEMBLY | ASSEMBLY | STK | 1 | 1 | 2018-07-24 | 37.48 | 35.7 | 37.48
GFM | 1700_CONTINGENCY | SB-C-04 |  | HOSE-000003 | HOSE (FOR USN: 635SEQ, VIN: P9J80086, CRANE TELESCOPING BOOM), MFG P/N: 70J0107, MFG: LINK BELT CRANES | ASSEMBLY | ASSEMBLY | STK | 1 | 1 | 2018-07-24 | 38.22 | 36.4 | 38.22
GFM | 1700_CONTINGENCY | SB-C-04 |  | HOSE-000012 | HOSE (FOR USN: 635SEQ, VIN: P9J80086, CRANE TELESCOPING BOOM), MFG P/N: D3J0306, MFG: LINK BELT CRANES | ASSEMBLY | ASSEMBLY | STK | 1 | 1 | 2018-07-24 | 47.48 | 45.22 | 47.48
GFM | 1700_CONTINGENCY | SB-C-04 |  | HOSE-000013 | HOSE (FOR USN: 635SEQ, VIN: P9J80086, CRANE TELESCOPING BOOM), MFG P/N: 65J0477, MFG: LINK BELT CRANES | EACH | EACH | STK | 1 | 1 | 2018-07-24 | 19.57 | 18.64 | 19.57
GFM | 1700_CONTINGENCY | SB-C-04 |  | HOSE-000015 | HOSE (FOR USN: 635SEQ, VIN: P9J80086, CRANE TELESCOPING BOOM), MFG P/N: 65J0446, MFG: LINK BELT CRANES | ASSEMBLY | ASSEMBLY | STK | 1 | 1 | 2018-07-24 | 22.86 | 21.77 | 22.86
GFM | 1700_CONTINGENCY | SB-C-04 |  | HOSE-000016 | HOSE, ASSEMBLY (FOR USN: 635SEQ, VIN: P9J80086, CRANE TELESCOPING BOOM), MFG P/N: 65J1115, MFG: LINK BELT CRANES | ASSEMBLY | ASSEMBLY | STK | 1 | 1 | 2018-07-24 | 34.23 | 32.6 | 34.23
GFM | 1700_CONTINGENCY | SB-C-04 |  | HOSE-000017 | HOSE, ASSEMBLY (FOR USN: 635SEQ, VIN: P9J80086, CRANE TELESCOPING BOOM), MFG P/N: E8J0224, MFG: LINK BELT CRANES | ASSEMBLY | ASSEMBLY | STK | 1 | 1 | 2018-07-24 | 95.59 | 91.04 | 95.59
GFM | 1700_CONTINGENCY | SB-C-04 |  | HOSE-000018 | HOSE, ASSEMBLY (FOR USN: 635SEQ, VIN: P9J80086, CRANE TELESCOPING BOOM), MFG P/N: N3J0249, MFG: LINK BELT CRANES | ASSEMBLY | ASSEMBLY | STK | 1 | 1 | 2018-07-24 | 13.54 | 12.9 | 13.54
GFM | 1700_CONTINGENCY | SB-B-04 |  | HOSE-000026 | HOSE ASSY MFG USN634SEQ MFG PN:J7J0340 MFG LINK BELT | EACH | EACH | STK | 2 | 2 | 2018-08-17 16:08 | 288.78 | 288.78 | 288.78
GFM | 1700_CONTINGENCY | SB-C-02 |  | IGNI-000002 | IGNITION, CYLINDER (FOR USN: 635SEQ, VIN: F2J79353, LINK BELT HTC-8675II HYDRAULIC CRANE), MFG P/N: 57R0050, MFG: LINK BELT CRANES | EACH | EACH | STK | 1 | 1 | 2018-07-24 | 12 | 11.43 | 12
GFM | 1700_CONTINGENCY | SB-B-01 |  | INDI-000004 | INDICATOR, SERVICE (FOR USN: 620SEQ, VIN: F2J78353, LINK BELT HTC-8675 HYDRAULIC CRANE), MFG P/N: 45A0974, MFG: LINK BELT CRANES | EACH | EACH | STK | 1 | 1 | 2018-07-24 | 17.7 | 16.86 | 17.7
GFM | 1700_CONTINGENCY | SB-E-01 |  | INDI-000005 | INDICATOR, (FOR USN: 3433TBG, VIN: 2NPLLD0X47M658483, PETERBILT CRANE), MFG P/N: 907146, MFG: MANITOWOC CRANE CARE | EACH | EACH | STK | 1 | 1 | 2018-07-25 | 198.95 | 189.49 | 198.95
GFM | 1700_CONTINGENCY | SB-C-02 |  | INDI-000007 | INDICATOR (FOR USN: 635SEQ, VIN: F2J79353, LINK BELT HTC-8675II HYDRAULIC CRANE), MFG P/N: 3W0957, MFG: LINK BELT CRANES | EACH | EACH | STK | 1 | 1 | 2018-07-24 | 63.22 | 60.21 | 63.22
GFM | 1700_CONTINGENCY | SB-A-02 | MARDIAN EQUI | INDI-000013 | INDICATOR (35 PSI), P/N: 3J 19798, MFG: LINK-BELT | EACH | EACH | STK | 2 | 2 | 2016-06-01 11:39 | 194.89 | 185.62 | 194.89
GFM | 1700_CONTINGENCY | SB-A-01 |  | INDI-000014 | INSERT SYSMBOL INSERT MFG; PN03064309; MFG MANITOWOC USN:1198SEQ | EACH | EACH | STK | 1 | 1 | 2018-07-24 | 8.25 | 8.25 | 8.25
GFM | 1700_CONTINGENCY | SB-A-01 |  | INDI-000015 | SYMBOL, SLEWING GEAR BRAKE INSERT; MFG PN:03064305; MFG MANITOWOC USN:1198SEQ | EACH | EACH | STK | 1 | 1 | 2018-07-24 | 8.99 | 8.99 | 8.99
GFM | 1700_CONTINGENCY | SB-A-01 |  | INDI-000016 | SYMBOL MFG USN1198SEQ MFG PN:02309372 MFG MANITOWOC | EACH | EACH | STK | 1 | 1 | 2018-07-24 | 8.41 | 8.41 | 8.41
GFM | 1700_CONTINGENCY | SB-A-01 |  | INDI-000017 | SYMBOL TELESCOPE MFG USN1198SEQ PN:03064306 MFG MANITOWOC | EACH | EACH | STK | 1 | 1 | 2018-07-24 | 5.75 | 5.75 | 5.75
GFM | 1700_CONTINGENCY | SB-A-01 |  | INDI-000018 | SYMBOL, MAIN HOI-MFG: PN: 03064310 MFG: WESTERN PACIFIC CRANE USN:1198SEQ | EACH | EACH | STK | 1 | 1 | 2018-07-24 | 8.99 | 8.56 | 8.99
GFM | 1700_CONTINGENCY | SB-D-02 |  | ISOL-000001 | ISOLATOR, RELAY SOCKET (FOR USN: 635SEQ, VIN: F2J79353, LINK BELT HTC-8675II HYDRAULIC CRANE), MFG P/N: J7R0049, MFG: LINK BELT CRANES | EACH | EACH | STK | 1 | 1 | 2018-07-25 | 2.29 | 2.18 | 2.29
GFM | 1700_CONTINGENCY | SB-E-01 |  | JOYS-000001 | JOYSTICK, TANDEM, (FOR USN: 3433TBG, VIN: 2NPLLD0X47M658483, PETERBILT CRANE), MFG P/N: 7926100894, MFG: MANITOWOC CRANE CARE | EACH | EACH | STK | 1 | 1 | 2018-07-25 | 922.13 | 878.28 | 922.13
GFM | 1700_CONTINGENCY | SB-D-01 |  | KEY-000015 | KEY, (FOR USN: 3433TBG, VIN: 2NPLLD0X47M658483, PETERBILT CRANE), MFG P/N: 90011886, MFG: MANITOWOC CRANE CARE | EACH | SET | STK | 2 | 2 | 2018-07-24 | 19.68 | 18.74 | 19.68
GFM | 1700_CONTINGENCY | SB-D-01 |  | KEY-000016 | KEY SET, 2 KEYS W/1 COVER, (FOR USN: 3433TBG, VIN: 2NPLLD0X47M658483, PETERBILT CRANE), MFG P/N: 9872100264, MFG: MANITOWOC CRANE CARE | SET | SET | STK | 1 | 1 | 2018-07-24 | 10.28 | 9.79 | 10.28
GFM | 1700_CONTINGENCY | SB-F-01 |  | KIT-000017 | KIT, LATCH (FOR USN: 666SEQ, VIN: 226846, GROVE CRANE RT540E), MFG P/N: 10486, MFG: GUNNEBO JOHNSON | KIT | KIT | STK | 1 | 1 | 2018-07-25 | 429.87 | 409.43 | 429.87
GFM | 1700_CONTINGENCY | SB-B-03 | WEST PAC | KIT-000022 | KIT, BRAKE LINING (2 PADS), P/N: 90018571, MFG: MANITOWOC | EACH | EACH | STK | 4 | 4 | 2018-09-17 | 292.55 | 278.64 | 292.55
GFM | 1700_CONTINGENCY | SB-B-03 | WEST PAC | KIT-000023 | KIT, U-JOINT, P/N: 9364101786, MFG: MANITOWOC | EACH | EACH | STK | 2 | 2 | 2018-09-17 | 364.66 | 347.32 | 364.66
GFM | 1700_CONTINGENCY | SB-B-03 | WEST PAC | KIT-000024 | KIT, U-JOINT, P/N: 9364101181, MFG: MANITOWOC | EACH | EACH | STK | 2 | 2 | 2018-09-17 | 115.5 | 110.01 | 115.5
GFM | 1700_CONTINGENCY | SB-C-03 | WEST PAC | KIT-000025 | KIT, LINING, P/N: 9188101041, MFG: MANITOWOC | EACH | EACH | STK | 1 | 1 | 2018-09-17 | 265.48 | 252.85 | 265.48
GFM | 1700_CONTINGENCY | SB FLOOR | MARDIAN EQUI | KIT-000026 | KIT, SPRING MOTOR, P/N: 3J 16705, MFG: LINK-BELT | EACH | EACH | STK | 1 | 1 | 2018-10-10 09:53 | 1659.01 | 1580.11 | 1659.01
GFM | 1700_CONTINGENCY | 5-A-01 | MARDIAN EQUI | KIT-000034 | KIT, SEAL AND GASKET, MFG PN: 3A11666, MFG : LINK BELT | EACH | EACH | STK | 1 | 1 | 2017-06-09 09:00 | 223.98 | 223.98 | 223.98
GFM | 1700_CONTINGENCY | 5-A-01 | MARDIAN EQUI | KIT-000035 | KIT, PITMAN ARM, MFG PN: 3A15162, MFG : LINK BELT | EACH | EACH | STK | 1 | 1 | 2018-09-17 | 40.39 | 40.39 | 40.39
GFM | 1700_CONTINGENCY | SB-A-01 |  | KIT-000036 | SMALL PARTS KIT MFG USN1198SEQ MFG PN:02316446 MFG MANITOWOC | EACH | EACH | STK | 1 | 1 | 2018-07-24 | 124.88 | 124.88 | 124.88
GFM | 1700_CONTINGENCY | SB-C-04 |  | LABE-000001 | LABEL, HAND, SIGNAL (FOR USN: 635SEQ, VIN: P9J80086, CRANE TELESCOPING BOOM), MFG P/N: 12P0095, MFG: LINK BELT CRANES | EACH | EACH | STK | 1 | 1 | 2018-07-24 | 7.01 | 6.68 | 7.01
GFM | 1700_CONTINGENCY | SB-C-04 |  | LABE-000002 | LABEL (FOR USN: 635SEQ, VIN: P9J80086, CRANE TELESCOPING BOOM), MFG P/N: F1P0004, MFG: LINK BELT CRANES | EACH | EACH | STK | 1 | 1 | 2018-07-24 | 13.02 | 12.4 | 13.02
GFM | 1700_CONTINGENCY | SB-C-01 |  | LAMP-000010 | LAMP (FOR USN: 620SEQ, VIN: F2J78353, LINK BELT HTC-8675 HYDRAULIC CRANE), MFG P/N: 3A20145, MFG: LINK BELT CRANES | EACH | EACH | STK | 2 | 2 | 2018-07-24 | 10.37 | 9.88 | 10.37
GFM | 1700_CONTINGENCY | SB-C-01 |  | LAMP-000011 | LAMP, ELECTROLUMINESCE (FOR USN: 620SEQ, VIN: F2J78353, LINK BELT HTC-8675 HYDRAULIC CRANE), MFG P/N: 3N0844, MFG: LINK BELT CRANES | EACH | EACH | STK | 1 | 1 | 2018-07-24 | 32.11 | 30.58 | 32.11
GFM | 1700_CONTINGENCY | SB-C-02 |  | LAMP-000013 | LAMP, LED (FOR USN: 635SEQ, VIN: F2J79353, LINK BELT HTC-8675II HYDRAULIC CRANE), MFG P/N: N4R0082, MFG: LINK BELT CRANES | EACH | EACH | STK | 2 | 2 | 2018-07-24 | 29.87 | 28.45 | 29.87
GFM | 1700_CONTINGENCY | SB-E-02 | MARDIAN EQUI | LAMP-000020 | LAMP, (FOR USN: 967SEQ, VIN: 476S90003ASZ31111, CRANE TELESCOPING BOOM), MFG P/N: 7581100031, MFG: MANITOWOC CRANE CARE | EACH | EACH | STK | 3 | 3 | 2018-07-25 | 65.13 | 62.03 | 65.13
GFM | 1700_CONTINGENCY | SB-E-01 |  | LATC-000002 | LATCH KIT, (FOR USN: 3433TBG, VIN: 2NPLLD0X47M658483, PETERBILT CRANE), MFG P/N: 9086100814, MFG: MANITOWOC CRANE CARE | KIT | EACH | STK | 1 | 1 | 2018-07-25 | 290.96 | 277.12 | 290.96
GFM | 1700_CONTINGENCY | SB-C-04 |  | LATC-000003 | LATCH, ASSEMBLY (FOR USN: 635SEQ, VIN: P9J80086, CRANE TELESCOPING BOOM), MFG P/N: 3N1487, MFG: LINK BELT CRANES | ASSEMBLY | ASSEMBLY | STK | 1 | 1 | 2018-07-24 | 30.85 | 29.38 | 30.85
GFM | 1700_CONTINGENCY | SB-B-04 |  | LATC-000004 | LATCH, ASSEMBLY (FOR USN: 635SEQ, VIN: P9J80086, CRANE TELESCOPING BOOM), MFG P/N: 3N1488, MFG: LINK BELT CRANES | ASSEMBLY | ASSEMBLY | STK | 1 | 1 | 2018-09-26 14:56 | 30.85 | 29.38 | 30.85
GFM | 1700_CONTINGENCY | SB-E-02 |  | LATC-000006 | LATCH KIT (FOR USN: 635SEQ, VIN: F2J79353, LINK BELT HTC-8675II HYDRAULIC CRANE), MFG P/N: , MFG: LINK BELT CRANES | KIT | KIT | STK | 1 | 1 | 2018-07-17 | 110.87 | 105.6 | 110.87
GFM | 1700_CONTINGENCY | SB-C-02 |  | LENS-000001 | LENS, DIAGNOTIC, REQUES (FOR USN: 635SEQ, VIN: F2J79353, LINK BELT HTC-8675II HYDRAULIC CRANE), MFG P/N: 8A6637, MFG: LINK BELT CRANES | EACH | EACH | STK | 1 | 1 | 2018-07-24 | 9.77 | 9.31 | 9.77
GFM | 1700_CONTINGENCY | SB-B-01 |  | LEVE-000003 | LEVEL (FOR USN: 620SEQ, VIN: F2J78353, LINK BELT HTC-8675 HYDRAULIC CRANE), MFG P/N: I8A1709, MFG: LINK BELT CRANES | SET | SET | STK | 1 | 1 | 2018-07-24 | 62.26 | 59.3 | 62.26
GFM | 1700_CONTINGENCY | SB-A-02 | MARDIAN EQUI | LEVE-000004 | LEVEL (FOR USN: 634SEQ, VIN: J7J89973, 100 TON CRANE), MFG P/N: 18A1709, MFG: LINK BELT CRANES | EACH | EACH | STK | 1 | 1 | 2018-07-24 | 59.3 | 56.48 | 59.3
GFM | 1700_CONTINGENCY | SB-C-02 |  | LEVE-000005 | LEVEL (FOR USN: 635SEQ, VIN: F2J79353, LINK BELT HTC-8675II HYDRAULIC CRANE), MFG P/N: 18A1709, MFG: LINK BELT CRANES | EACH | EACH | STK | 1 | 1 | 2018-07-24 | 62.26 | 59.3 | 62.26
GFM | 1700_CONTINGENCY | SB-C-02 |  | LEVE-000006 | LEVEL, CIRCULAR (FOR USN: 635SEQ, VIN: F2J79353, LINK BELT HTC-8675II HYDRAULIC CRANE), MFG P/N: J9N0005, MFG: LINK BELT CRANES | EACH | EACH | STK | 1 | 1 | 2018-07-24 | 116.26 | 110.73 | 116.26
GFM | 1700_CONTINGENCY | SB-E-02 | WEST PAC | LIGH-000003 | LIGHT, LED, MARKER (FOR USN: 967SEQ, VIN: 476S90003ASZ31111, CRANE TELESCOPING BOOM), YELLOW, W/GR-24V, MFG P/N: 7581110055, MFG: MANITOWOC CRANE CARE | EACH | EACH | STK | 2 | 2 | 2018-07-25 | 67 | 63.81 | 67
GFM | 1700_CONTINGENCY | SB-C-02 |  | LIGH-000007 | LIGHT, DRIVE (FOR USN: 635SEQ, VIN: F2J79353, LINK BELT HTC-8675II HYDRAULIC CRANE), MFG P/N: D3R0138, MFG: LINK BELT CRANES | EACH | EACH | STK | 1 | 1 | 2018-07-24 | 56.2 | 53.53 | 56.2
GFM | 1700_CONTINGENCY | SB-C-02 |  | LIGH-000008 | LIGHT, INDICATOR (FOR USN: 635SEQ, VIN: F2J79353, LINK BELT HTC-8675II HYDRAULIC CRANE), MFG P/N: F2R077, MFG: LINK BELT CRANES | EACH | EACH | STK | 1 | 1 | 2018-07-24 | 26.86 | 25.58 | 26.86
GFM | 1700_CONTINGENCY | SB-B-03 | WEST PAC | MODU-000007 | MODULE, CONTROL, FRAME AND TT, P/N: 80053357, MFG: MANITOWOC | EACH | EACH | STK | 2 | 2 | 2018-09-17 | 1766.57 | 1682.56 | 1766.57
GFM | 1700_CONTINGENCY | SB-C-03 | WEST PAC | MODU-000008 | MODULE, CARRIER CONTROL, P/N: 7352100067, MFG: MANITOWOC | EACH | EACH | STK | 1 | 1 | 2018-09-17 | 3360.9 | 3201.06 | 3360.9
GFM | 1700_CONTINGENCY | SB-B-03 | WEST PAC | MODU-000009 | MODULE, I/O CONTROL, P/N: 7352100064, MFG: MANITOWOC | EACH | EACH | STK | 1 | 1 | 2018-09-17 | 727.69 | 693.08 | 727.69
GFM | 1700_CONTINGENCY | SB-B-03 | WEST PAC | MODU-000010 | MODULE, CONTROL CAB, P/N: 7352100053, MFG: MANITOWOC | EACH | EACH | STK | 1 | 1 | 2018-10-03 | 2471.6 | 2354.06 | 2471.6
GFM | 1700_CONTINGENCY | SB-C-04 |  | MOTO-000009 | MOTOR, SWING, (FOR USN: 635SEQ, VIN: P9J80086, CRANE TELESCOPING BOOM), HYD, MFG P/N: E8J0320, MFG: LINK BELT CRANES | EACH | EACH | STK | 1 | 1 | 2018-07-24 | 747.44 | 719.41 | 747.44
GFM | 1700_CONTINGENCY | SB-F-01 |  | MOTO-000178 | MOTOR KIT, 12V W/HARDWARE BUCKET, (FOR USN: 666SEQ, VIN: 226846, GROVE CRANE RT540E), MFG P/N: 9576101343, MFG: MANITOWOC CRANE | KIT | KIT | STK | 1 | 1 | 2018-07-25 | 145.62 | 2216.23 | 145.62
GFM | 1700_CONTINGENCY | SB-C-02 |  | MOTO-000180 | MOTOR, WIPER (FOR USN: 635SEQ, VIN: F2J79353, LINK BELT HTC-8675II HYDRAULIC CRANE), MFG P/N: 47N0446, MFG: LINK BELT CRANES | EACH | EACH | STK | 1 | 1 | 2018-07-24 | 265.21 | 252.6 | 265.21
GFM | 1700_CONTINGENCY | SB-C-02 |  | MOTO-000181 | MOTOR, WIPER (FOR USN: 635SEQ, VIN: F2J79353, LINK BELT HTC-8675II HYDRAULIC CRANE), MFG P/N: D3N0050, MFG: LINK BELT CRANES | EACH | EACH | STK | 1 | 1 | 2018-07-24 | 538.69 | 513.07 | 538.69
GFM | 1700_CONTINGENCY | SB-A-03 | MARDIAN EQUI | MUFF-000001 | MUFFLER, FOR USN: 634SEQ, MFG PN: J7H0053, MFG : LINK BELT | EACH | EACH | STK | 1 | 1 | 2018-07-24 | 377.05 | 377.05 | 377.05
GFM | 1700_CONTINGENCY | SB-B-03 |  | NUT-000005 | LOCK NUT MFG USN634SEQ MFG PN:127004001 MFG LINK BELT | EACH | EACH | STK | 4 | 4 | 2018-10-01 10:41 | 1.54 | 1.47 | 1.54
GFM | 1700_CONTINGENCY | SB-F-01 | WEST PAC | ORIN-000001 | O-RING (FOR USN: 666SEQ, VIN: 226846, GROVE CRANE RT540E), MFG P/N: 7755012002, MFG: MANITOWOC | EACH | EACH | STK | 7 | 7 | 2018-07-25 | 0.04 | 0.04 | 0.04
GFM | 1700_CONTINGENCY | SB-C-01 |  | ORIN-000006 | O-RING KIT, SAE, 90 (FOR USN: 620SEQ, VIN: F2J78353, LINK BELT HTC-8675 HYDRAULIC CRANE), MFG P/N: 3P0694, MFG: LINK BELT CRANES | EACH | KIT | STK | 1 | 1 | 2018-09-17 | 54.56 | 51.97 | 54.56
GFM | 1700_CONTINGENCY | SB-B-02 |  | ORIN-000007 | O-RING KIT (FOR USN: 620SEQ, VIN: F2J78353, LINK BELT HTC-8675 HYDRAULIC CRANE), MFG P/N: 3P0761, MFG: LINK BELT CRANES | EACH | KIT | STK | 2 | 2 | 2016-06-01 11:40 | 51.64 | 49.18 | 51.64
GFM | 1700_CONTINGENCY | SB-C-02 |  | ORIN-000008 | O-RING KIT, SAE, 90 (FOR USN: 635SEQ, VIN: F2J79353, LINK BELT HTC-8675II HYDRAULIC CRANE), MFG P/N: 3P0694, MFG: LINK BELT CRANES | KIT | KIT | STK | 1 | 1 | 2018-07-24 | 51.58 | 49.13 | 51.58
GFM | 1700_CONTINGENCY | SB-C-04 |  | ORIN-000009 | O-RING KIT (FOR USN: 635SEQ, VIN: F2J79353, LINK BELT HTC-8675II HYDRAULIC CRANE), MFG P/N: 3P0761, MFG: LINK BELT CRANES | KIT | KIT | STK | 1 | 1 | 2016-11-08 16:51 | 51.64 | 46.93 | 51.64
GFM | 1700_CONTINGENCY | SB-C-02 |  | ORIN-000009 | O-RING KIT (FOR USN: 635SEQ, VIN: F2J79353, LINK BELT HTC-8675II HYDRAULIC CRANE), MFG P/N: 3P0761, MFG: LINK BELT CRANES | KIT | KIT | STK | 1 | 1 | 2018-07-24 | 51.64 | 46.93 | 51.64
GFM | 1700_CONTINGENCY | SB-C-01 | WEST PAC | ORIN-000010 | O-RING, FOR 666SEQ, PN: 7755245000, MFG: MANITOWOC | EACH | EACH | STK | 1 | 1 | 2018-09-17 | 0.99 | 0.94 | 0.99
GFM | 1700_CONTINGENCY | SB-C-01 | WEST PAC | ORIN-000011 | O-RING, P/N: 9437100479, MFG: MANITOWOC | EACH | EACH | STK | 2 | 2 | 2018-09-17 | 3.32 | 3.16 | 3.32
GFM | 1700_CONTINGENCY | SB-C-02 | MARDIAN EQUI | ORIN-000012 | O-RING, MFG PN: 9E0053, MFG: LINK-BELT (FOR: 634SEQ) | EACH | EACH | STK | 2 | 2 | 2018-07-17 | 3.78 | 3.6 | 3.78
GFM | 1700_CONTINGENCY | SB-C-02 | MARDIAN EQUI | ORIN-000013 | O-RING, MFG P/N: 3D0969, MFG: LINK-BELT | EACH | EACH | STK | 2 | 2 | 2018-07-17 | 5.92 | 5.64 | 5.92
GFM | 1700_CONTINGENCY | SB-C-02 | MARDIAN EQUI | ORIN-000014 | O-RING, MFG P/N: 3D1220, MFG: LINK-BELT | EACH | EACH | STK | 4 | 4 | 2018-07-17 | 1.74 | 1.66 | 1.74
GFM | 1700_CONTINGENCY | SB-C-02 | MARDIAN EQUI | ORIN-000015 | O-RING, MFG P/N: 3D1494, MFG: LINK-BELT | EACH | EACH | STK | 2 | 2 | 2018-07-17 | 9.54 | 9.09 | 9.54
GFM | 1700_CONTINGENCY | SB-B-01 |  | PAD-000001 | PAD, NYLON (FOR USN: 620SEQ, VIN: F2J78353, LINK BELT HTC-8675 HYDRAULIC CRANE), MFG P/N: 38M0517, MFG: LINK BELT CRANES | EACH | EACH | STK | 1 | 1 | 2018-07-24 | 60.14 | 57.28 | 60.14
GFM | 1700_CONTINGENCY | SB-C-02 |  | PAD-000003 | PAD, WEAR (FOR USN: 635SEQ, VIN: F2J79353, LINK BELT HTC-8675II HYDRAULIC CRANE), MFG P/N: L8A0421, MFG: LINK BELT CRANES | EACH | EACH | STK | 4 | 4 | 2018-07-24 | 41.28 | 39.32 | 41.28
GFM | 1700_CONTINGENCY | SB-C-02 |  | PAD-000004 | PAD, NYLON (FOR USN: 635SEQ, VIN: F2J79353, LINK BELT HTC-8675II HYDRAULIC CRANE), MFG P/N: L8A1249, MFG: LINK BELT CRANES | EACH | EACH | STK | 2 | 2 | 2018-07-24 | 44.74 | 42.61 | 44.74
GFM | 1700_CONTINGENCY | SB-C-04 |  | PAD-000006 | PAD (FOR USN: 635SEQ, VIN: P9J80086, CRANE TELESCOPING BOOM), MFG P/N: HC0028, MFG: LINK BELT CRANES | EACH | EACH | STK | 8 | 8 | 2018-07-24 | 148.65 | 13.42 | 148.65
GFM | 1700_CONTINGENCY | SB-C-02 | MARDIAN EQUI | PAD-000007 | PAD, NYLON, .75x1.25x5, MFG P/N: N3J0725, MFG: LINK-BELT | EACH | EACH | STK | 1 | 1 | 2018-07-24 | 43.66 | 43.66 | 43.66
GFM | 1700_CONTINGENCY | SB-D-02 |  | PAD-000010 | PAD,(FOR USN:635SEQ,VIN:F279353,LINK BELT HTC 8675II HYDRAULIC CRANE) MFG P/N:L8N0039 MFG LINK BELT | EACH | EACH | STK | 1 | 1 | 2018-09-26 15:32 | 66.54 | 66.54 | 66.54
GFM | 1700_CONTINGENCY | SB-E-01 |  | PIN-000006 | PIN, (FOR USN: 3433TBG, VIN: 2NPLLD0X47M658483, PETERBILT CRANE), MFG P/N: 850139, MFG: MANITOWOC CRANE CARE | EACH | EACH | STK | 4 | 4 | 2018-07-25 | 57.78 | 55.03 | 57.78
GFM | 1700_CONTINGENCY | SB-C-04 |  | PIN-000010 | PIN (FOR USN: 635SEQ, VIN: P9J80086, CRANE TELESCOPING BOOM), MFG P/N: D6Y0002, MFG: LINK BELT CRANES | EACH | EACH | STK | 1 | 1 | 2018-07-24 | 101.52 | 96.69 | 101.52
GFM | 1700_CONTINGENCY | SB-C-04 |  | PIN-000011 | PIN, COTTER (FOR USN: 635SEQ, VIN: P9J80086, CRANE TELESCOPING BOOM), MFG P/N: 150007009, MFG: LINK BELT CRANES | EACH | EACH | STK | 1 | 1 | 2018-07-24 | 0.61 | 0.58 | 0.61
GFM | 1700_CONTINGENCY | SB-C-02 | MARDIAN EQUI | PIN-000012 | ROLLPIN, MFG P/N: 3D0333, MFG: LINK-BELT | EACH | EACH | STK | 6 | 6 | 2018-07-17 | 1.78 | 1.7 | 1.78
GFM | 1700_CONTINGENCY | SB-C-02 | MARDIAN EQUI | PIN-000013 | PIN, SPIROL, MFG P/N: 3D0484, MFG: LINK-BELT | EACH | EACH | STK | 6 | 6 | 2018-08-16 10:41 | 4.12 | 3.92 | 4.12
GFM | 1700_CONTINGENCY | SB-D-02 | MARDIAN EQUI | PIN-000014 | PIN, MFG P/N: N4M0072, MFG: LINK-BELT | EACH | EACH | STK | 1 | 1 | 2018-07-25 | 29.03 | 29.03 | 29.03
GFM | 1700_CONTINGENCY | SB-B-02 | MARDIAN EQUI | PIST-000004 | PISTON, PILOT, DBL ENDED, MFG PN:F7J0195, MFG: LINK-BELT, FOR USN: 634SEQ | EACH | EACH | STK | 4 | 4 | 2018-07-24 | 28.47 | 28.47 | 28.47
GFM | 1700_CONTINGENCY | SB-A-02 | MARDIAN EQUI | PLAT-000023 | PLATE, PRESSURE, MFG P/N: 3D1593, MFG: LINK-BELT | EACH | EACH | STK | 2 | 2 | 2018-07-24 | 339.8 | 323.64 | 339.8
GFM | 1700_CONTINGENCY | SB-C-03 | WEST PAC | PLAT-000024 | PLATE, TAP, MFG PN: 6705100083, MFG: MANITOWOC CRANE | EACH | EACH | STK | 1 | 1 | 2018-09-17 | 29.13 | 29.13 | 29.13
GFM | 1700_CONTINGENCY | SB-B-03 | MARDIAN EQUI | PLUG-000012 | PLUG, MFG PN: 3D1011, MFG: LINK-BELT | EACH | EACH | STK | 1 | 1 | 2018-09-26 14:56 | 12.62 | 12.02 | 12.62
GFM | 1700_CONTINGENCY | SB-A-02 | MARDIAN EQUI | PLUG-000013 | PLUG, MFG P/N:3J11392, MFG: LINK-BELT | EACH | EACH | STK | 2 | 2 | 2018-09-17 | 14.09 | 13.42 | 14.09
GFM | 1700_CONTINGENCY | SB-C-02 | MARDIAN EQUI | PLUG-000014 | PLUG, VENT, MFG P/N: 3D0841, MFG: LINK-BELT | EACH | EACH | STK | 2 | 2 | 2018-07-17 | 21.66 | 20.63 | 21.66
GFM | 1700_CONTINGENCY | SB-C-02 | MARDIAN EQUI | PLUG-000016 | PLUG, MFG P/N: 3D1597, MFG: LINK-BELT | EACH | EACH | STK | 2 | 2 | 2018-07-17 | 23.13 | 22.03 | 23.13
GFM | 1700_CONTINGENCY | SB-A-01 |  | POTE-000001 | POTENTIOMETER, LENGTH, (FOR USN: 1198SEQ, VIN: W091004507WG12073, GROVE GMK4115 CRANE), MFG P/N: 9333103897, MFG: MANITOWOC CRANE CARE | EACH | EACH | STK | 1 | 1 | 2018-07-24 | 150.73 | 143.56 | 150.73
GFM | 1700_CONTINGENCY | SB-E-01 |  | POTE-000002 | POTENTIOMETER, LENGTH, (FOR USN: 3433TBG, VIN: 2NPLLD0X47M658483, PETERBILT CRANE), MFG P/N: 9333103897, MFG: MANITOWOC CRANE CARE | EACH | EACH | STK | 1 | 1 | 2018-07-25 | 150.73 | 143.56 | 150.73
GFM | 1700_CONTINGENCY | SB-C-02 |  | POTE-000003 | OTENTIOMETER, SLEW (FOR USN: 635SEQ, VIN: F2J79353, LINK BELT HTC-8675II HYDRAULIC CRANE), MFG P/N: 3R1728, MFG: LINK BELT CRANES | EACH | EACH | STK | 1 | 1 | 2018-07-24 | 815.57 | 776.78 | 815.57
GFM | 1700_CONTINGENCY | SB-D-02 |  | POTE-000004 | POTENTIOMETER (FOR USN: 635SEQ, VIN: F2J79353, LINK BELT HTC-8675II HYDRAULIC CRANE), MFG P/N: L8R0084, MFG: LINK BELT CRANES | EACH | EACH | STK | 1 | 1 | 2018-07-25 | 91.81 | 87.44 | 91.81
GFM | 1700_CONTINGENCY | SB-A-02 | MARDIAN EQUI | RECE-000002 | RECEPT ASSY, ATB (FOR USN: 634SEQ, VIN: J7J89973, 100 TON CRANE), MFG P/N: E8L0009S, MFG: LINK BELT CRANES | ASSEMBLY | ASSEMBLY | STK | 1 | 1 | 2018-07-24 | 315.37 | 300.37 | 315.37
GFM | 1700_CONTINGENCY | SB-D-02 |  | RECE-000003 | RECEPT ASSEMBLY, ATB (FOR USN: 635SEQ, VIN: F2J79353, LINK BELT HTC-8675II HYDRAULIC CRANE), MFG P/N: E8L0009S, MFG: LINK BELT CRANES | ASSEMBLY | ASSEMBLY | STK | 1 | 1 | 2018-07-25 | 246.92 | 235.18 | 246.92
GFM | 1700_CONTINGENCY | SB-D-02 |  | RECE-000004 | RECEPT ASSEMBLY, ATB (FOR USN: 635SEQ, VIN: F2J79353, LINK BELT HTC-8675II HYDRAULIC CRANE), MFG P/N: E8L0038S, MFG: LINK BELT CRANES | ASSEMBLY | ASSEMBLY | STK | 1 | 1 | 2018-07-25 | 242.27 | 230.75 | 242.27
GFM | 1700_CONTINGENCY | SB-D-02 |  | RECE-000005 | RECEPT ASSEMBLY, ATB CONN (FOR USN: 635SEQ, VIN: F2J79353, LINK BELT HTC-8675II HYDRAULIC CRANE), MFG P/N: N3L0005S, MFG: LINK BELT CRANES | ASSEMBLY | ASSEMBLY | STK | 1 | 1 | 2018-07-25 | 285.79 | 272.2 | 285.79
GFM | 1700_CONTINGENCY | SB-C-01 |  | RELA-000032 | RELAY (FOR USN: 620SEQ, VIN: F2J78353, LINK BELT HTC-8675 HYDRAULIC CRANE), MFG P/N: 3N0364, MFG: LINK BELT CRANES | EACH | EACH | STK | 1 | 1 | 2018-07-24 | 31.28 | 29.79 | 31.28
GFM | 1700_CONTINGENCY | SB-C-01 |  | RELA-000033 | RELAY (FOR USN: 620SEQ, VIN: F2J78353, LINK BELT HTC-8675 HYDRAULIC CRANE), MFG P/N: 57R0088, MFG: LINK BELT CRANES | EACH | EACH | STK | 1 | 1 | 2018-07-24 | 12.76 | 12.15 | 12.76
GFM | 1700_CONTINGENCY | SB-C-01 |  | RELA-000035 | RELAY, SPDT, SUPP COIL (FOR USN: 620SEQ, VIN: F2J78353, LINK BELT HTC-8675 HYDRAULIC CRANE), MFG P/N: F3R0008, MFG: LINK BELT CRANES | EACH | EACH | STK | 1 | 1 | 2018-07-24 | 31.46 | 29.96 | 31.46
GFM | 1700_CONTINGENCY | SB-E-01 |  | RELA-000036 | RELAY, MICRO (FOR USN: 3433TBG, VIN: 2NPLLD0X47M658483, PETERBILT CRANE), MFG P/N: 7750160020, MFG: MANITOWOC CRANE CARE | EACH | EACH | STK | 2 | 2 | 2018-07-25 | 12.78 | 12.17 | 12.78
GFM | 1700_CONTINGENCY | SB-A-02 | MARDIAN EQUI | RELA-000037 | RELAY (FOR USN: 634SEQ, VIN: J7J89973, 100 TON CRANE), MFG P/N: 3J15105, MFG: LINK BELT CRANES | EACH | EACH | STK | 1 | 1 | 2018-07-24 | 42.57 | 40.55 | 42.57
GFM | 1700_CONTINGENCY | SB-A-02 | MARDIAN EQUI | RELA-000038 | RELAY (FOR USN: 634SEQ, VIN: J7J89973, 100 TON CRANE), MFG P/N: D6R0346, MFG: LINK BELT CRANES | EACH | EACH | STK | 1 | 1 | 2018-07-24 | 18.25 | 17.38 | 18.25
GFM | 1700_CONTINGENCY | SB-A-02 | MARDIAN EQUI | RELA-000039 | RELAY, SOLID, STATE (FOR USN: 634SEQ, VIN: J7J89973, 100 TON CRANE), MFG P/N: E8R0050, MFG: LINK BELT CRANES | EACH | EACH | STK | 1 | 1 | 2018-07-24 | 101.03 | 96.23 | 101.03
GFM | 1700_CONTINGENCY | SB-D-02 |  | RELA-000040 | RELAY, SPOT, 24V (FOR USN: 635SEQ, VIN: F2J79353, LINK BELT HTC-8675II HYDRAULIC CRANE), MFG P/N: 32R0440, MFG: LINK BELT CRANES | EACH | EACH | STK | 2 | 2 | 2018-07-25 | 50.48 | 48.08 | 50.48
GFM | 1700_CONTINGENCY | SB-D-02 |  | RELA-000041 | RELAY (FOR USN: 635SEQ, VIN: F2J79353, LINK BELT HTC-8675II HYDRAULIC CRANE), MFG P/N: D6R0346, MFG: LINK BELT CRANES | EACH | EACH | STK | 2 | 2 | 2018-07-25 | 12.46 | 11.87 | 12.46
GFM | 1700_CONTINGENCY | SB-D-02 |  | RELA-000042 | RELAY (FOR USN: 635SEQ, VIN: F2J79353, LINK BELT HTC-8675II HYDRAULIC CRANE), MFG P/N: E9R0126, MFG: LINK BELT CRANES | EACH | EACH | STK | 1 | 1 | 2018-07-25 | 36.41 | 34.68 | 36.41
GFM | 1700_CONTINGENCY | SB-D-02 |  | RELA-000043 | RELAY (FOR USN: 635SEQ, VIN: F2J79353, LINK BELT HTC-8675II HYDRAULIC CRANE), MFG P/N: E9R0127, MFG: LINK BELT CRANES | EACH | EACH | STK | 1 | 1 | 2018-07-25 | 29.26 | 27.87 | 29.26
GFM | 1700_CONTINGENCY | SB-D-02 |  | RELA-000044 | RELAY (FOR USN: 635SEQ, VIN: F2J79353, LINK BELT HTC-8675II HYDRAULIC CRANE), MFG P/N: N3R0066, MFG: LINK BELT CRANES | EACH | EACH | STK | 1 | 1 | 2018-07-25 | 39.78 | 37.89 | 39.78
GFM | 1700_CONTINGENCY | SB-D-02 |  | RELA-000045 | RELAY, SPDT, SUPP, COIL (FOR USN: 635SEQ, VIN: F2J79353, LINK BELT HTC-8675II HYDRAULIC CRANE), MFG P/N: F3R0008, MFG: LINK BELT CRANES | EACH | EACH | STK | 1 | 1 | 2018-07-25 | 31.46 | 29.96 | 31.46
GFM | 1700_CONTINGENCY | SB-D-02 |  | RELA-000046 | RELAY (FOR USN: 635SEQ, VIN: F2J79353, LINK BELT HTC-8675II HYDRAULIC CRANE), MFG P/N: J7R0046, MFG: LINK BELT CRANES | EACH | EACH | STK | 1 | 1 | 2018-07-25 | 110.2 | 104.96 | 110.2
GFM | 1700_CONTINGENCY | SB-D-02 |  | RELA-000047 | RELAY, SOCKET (FOR USN: 635SEQ, VIN: F2J79353, LINK BELT HTC-8675II HYDRAULIC CRANE), MFG P/N: J7R0048, MFG: LINK BELT CRANES | EACH | EACH | STK | 1 | 1 | 2018-07-25 | 131.37 | 125.12 | 131.37
GFM | 1700_CONTINGENCY | SB-B-01 |  | REPA-000021 | REPAIR KIT, ELEMENT (FOR USN: 620SEQ, VIN: F2J78353, LINK BELT HTC-8675 HYDRAULIC CRANE), MFG P/N: 3A10259, MFG: LINK BELT CRANES | KIT | KIT | STK | 4 | 4 | 2018-07-24 | 92.02 | 87.64 | 92.02
GFM | 1700_CONTINGENCY | SB-B-01 |  | REPA-000022 | REPAIR KIT (FOR USN: 620SEQ, VIN: F2J78353, LINK BELT HTC-8675 HYDRAULIC CRANE), MFG P/N: 3F0640, MFG: LINK BELT CRANES | KIT | KIT | STK | 1 | 1 | 2018-07-24 | 25.31 | 24.11 | 25.31
GFM | 1700_CONTINGENCY | SB-B-01 |  | REPA-000023 | REPAIR KIT (FOR USN: 620SEQ, VIN: F2J78353, LINK BELT HTC-8675 HYDRAULIC CRANE), MFG P/N: 3J0809, MFG: LINK BELT CRANES | KIT | KIT | STK | 1 | 1 | 2018-07-24 | 24.63 | 23.46 | 24.63
GFM | 1700_CONTINGENCY | SB-B-01 |  | REPA-000024 | REPAIR KIT, O-RING (FOR USN: 620SEQ, VIN: F2J78353, LINK BELT HTC-8675 HYDRAULIC CRANE), MFG P/N: 3F0636, MFG: LINK BELT CRANES | KIT | KIT | STK | 1 | 1 | 2018-07-24 | 165.03 | 157.18 | 165.03
GFM | 1700_CONTINGENCY | SB-D-01 |  | REPA-000025 | REPAIR KIT, (FOR USN: 3433TBG, VIN: 2NPLLD0X47M658483, PETERBILT CRANE), MFG P/N: 9926113062, MFG: MANITOWOC CRANE CARE | KIT | KIT | STK | 1 | 1 | 2018-07-24 | 170.92 | 162.79 | 170.92
GFM | 1700_CONTINGENCY | SB-D-01 |  | REPA-000026 | REPAIR KIT, (FOR USN: 3433TBG, VIN: 2NPLLD0X47M658483, PETERBILT CRANE), MFG P/N: 9752100996, MFG: MANITOWOC CRANE CARE | KIT | KIT | STK | 4 | 4 | 2018-07-24 | 12.67 | 12.07 | 12.67
GFM | 1700_CONTINGENCY | SB-D-02 |  | REPA-000027 | REPAIR KIT (FOR USN: 635SEQ, VIN: F2J79353, LINK BELT HTC-8675II HYDRAULIC CRANE), MFG P/N: 3A21986, MFG: LINK BELT CRANES | KIT | KIT | STK | 1 | 1 | 2018-07-25 | 930.51 | 886.26 | 930.51
GFM | 1700_CONTINGENCY | SB-B-04 |  | RESE-000002 | RESERVOIR, AIR (FOR USN: 635SEQ, VIN: P9J80086, CRANE TELESCOPING BOOM), MFG P/N: 53A0848, MFG: LINK BELT CRANES | EACH | EACH | STK | 1 | 1 | 2018-08-17 16:02 | 478 | 455.27 | 478
GFM | 1700_CONTINGENCY | SB-A-02 | MARDIAN EQUI | RING-000047 | RING, RETAINING, MFG PN: 3D1582, MFG: LINK BELT, (FOR: 643SEQ) | EACH | EACH | STK | 2 | 2 | 2018-07-24 | 25.73 | 24.51 | 25.73
GFM | 1700_CONTINGENCY | SB-A-01 |  | RING-000543 | RING ASSY, 2 CONN, SLIP, (FOR USN: 1198SEQ, VIN: W091004507WG12073, GROVE GMK4115 CRANE), MFG P/N: 9333103904, MFG: MANITOWOC CRANE CARE | ASSEMBLY | ASSEMBLY | STK | 1 | 1 | 2018-07-24 | 293 | 279.07 | 293
GFM | 1700_CONTINGENCY | SB-E-01 |  | RING-000545 | RING ASSEMBLY, SLIP, 2 CONNECTION, (FOR USN: 3433TBG, VIN: 2NPLLD0X47M658483, PETERBILT CRANE), MFG P/N: 9333103904, MFG: MANITOWOC | ASSEMBLY | ASSEMBLY | STK | 1 | 1 | 2018-07-25 | 293 | 279.07 | 293
GFM | 1700_CONTINGENCY | SB-E-01 |  | RING-000546 | O-RING, (FOR USN: 3433TBG, VIN: 2NPLLD0X47M658483, PETERBILT CRANE), MFG P/N: 9437100434, MFG: MANITOWOC CRANE CARE | EACH | EACH | STK | 3 | 3 | 2018-07-25 | 1.77 | 1.69 | 1.77
GFM | 1700_CONTINGENCY | SB-D-01 |  | RING-000547 | O-RING, (FOR USN: 3433TBG, VIN: 2NPLLD0X47M658483, PETERBILT CRANE), MFG P/N: 944193, MFG: MANITOWOC CRANE CARE | EACH | EACH | STK | 1 | 1 | 2018-07-24 | 1.14 | 1.09 | 1.14
GFM | 1700_CONTINGENCY | SB-D-01 |  | RING-000548 | O-RING, (FOR USN: 3433TBG, VIN: 2NPLLD0X47M658483, PETERBILT CRANE), MFG P/N: 944266, MFG: MANITOWOC CRANE CARE | EACH | EACH | STK | 2 | 2 | 2018-07-24 | 0.17 | 0.16 | 0.17
GFM | 1700_CONTINGENCY | SB-B-02 | MARDIAN EQUI | RING-000549 | O-RING (FOR USN: 634SEQ, VIN: J7J89973, 100 TON CRANE), MFG P/N: 23K0023, MFG: LINK BELT CRANES | EACH | EACH | STK | 6 | 6 | 2018-07-24 | 0.24 | 0.23 | 0.24
GFM | 1700_CONTINGENCY | SB-B-02 | MARDIAN EQUI | RING-000550 | O-RING (FOR USN: 634SEQ, VIN: J7J89973, 100 TON CRANE), MFG P/N: 31V0234, MFG: LINK BELT CRANES | EACH | EACH | STK | 10 | 10 | 2018-07-24 | 0.24 | 0.23 | 0.24
GFM | 1700_CONTINGENCY | SB-B-02 | MARDIAN EQUI | RING-000551 | O-RING (FOR USN: 634SEQ, VIN: J7J89973, 100 TON CRANE), MFG P/N: 3J15977, MFG: LINK BELT CRANES | EACH | EACH | STK | 1 | 1 | 2018-07-24 | 0.77 | 0.73 | 0.77
GFM | 1700_CONTINGENCY | SB-B-02 | MARDIAN EQUI | RING-000552 | O-RING (FOR USN: 634SEQ, VIN: J7J89973, 100 TON CRANE), MFG P/N: 3J15978, MFG: LINK BELT CRANES | EACH | EACH | STK | 6 | 6 | 2018-07-24 | 1.14 | 1.09 | 1.14
GFM | 1700_CONTINGENCY | SB-B-02 | MARDIAN EQUI | RING-000553 | O-RING (FOR USN: 634SEQ, VIN: J7J89973, 100 TON CRANE), MFG P/N: 3J16015, MFG: LINK BELT CRANES | EACH | EACH | STK | 6 | 6 | 2018-07-24 | 6.47 | 6.16 | 6.47
GFM | 1700_CONTINGENCY | SB-B-02 | MARDIAN EQUI | RING-000554 | O-RING (FOR USN: 634SEQ, VIN: J7J89973, 100 TON CRANE), MFG P/N: 3J3417, MFG: LINK BELT CRANES | EACH | EACH | STK | 2 | 2 | 2018-07-24 | 8.69 | 8.28 | 8.69
GFM | 1700_CONTINGENCY | SB-B-02 | MARDIAN EQUI | RING-000555 | O-RING (FOR USN: 634SEQ, VIN: J7J89973, 100 TON CRANE), MFG P/N: 3J3418, MFG: LINK BELT CRANES | EACH | EACH | STK | 5 | 5 | 2018-07-24 | 9.74 | 9.28 | 9.74
GFM | 1700_CONTINGENCY | SB-B-02 | MARDIAN EQUI | RING-000556 | O-RING (FOR USN: 634SEQ, VIN: J7J89973, 100 TON CRANE), MFG P/N: 3J4418, MFG: LINK BELT CRANES | EACH | EACH | STK | 10 | 10 | 2018-07-24 | 3.13 | 2.98 | 3.13
GFM | 1700_CONTINGENCY | SB-B-02 | MARDIAN EQUI | RING-000557 | O-RING (FOR USN: 634SEQ, VIN: J7J89973, 100 TON CRANE), MFG P/N: 3J9377, MFG: LINK BELT CRANES | EACH | EACH | STK | 6 | 6 | 2018-07-24 | 3.59 | 3.42 | 3.59
GFM | 1700_CONTINGENCY | SB-B-02 | MARDIAN EQUI | RING-000558 | O-RING (FOR USN: 634SEQ, VIN: J7J89973, 100 TON CRANE), MFG P/N: 3N1054, MFG: LINK BELT CRANES | EACH | EACH | STK | 6 | 6 | 2018-07-24 | 1.29 | 1.23 | 1.29
GFM | 1700_CONTINGENCY | SB-B-02 | MARDIAN EQUI | RING-000559 | O-RING KIT, SAE, 90 (FOR USN: 634SEQ, VIN: J7J89973, 100 TON CRANE), MFG P/N: 3P0694, MFG: LINK BELT CRANES | KIT | KIT | STK | 1 | 1 | 2018-07-24 | 48.66 | 46.35 | 48.66
GFM | 1700_CONTINGENCY | SB-B-02 | MARDIAN EQUI | RING-000560 | O-RING KIT (FOR USN: 634SEQ, VIN: J7J89973, 100 TON CRANE), MFG P/N: 3P0761, MFG: LINK BELT CRANES | KIT | KIT | STK | 1 | 1 | 2017-04-06 16:46 | 42.8 | 45.35 | 52.43
GFM | 1700_CONTINGENCY | SB-C-02 |  | RING-000561 | O-RING (FOR USN: 635SEQ, VIN: F2J79353, LINK BELT HTC-8675II HYDRAULIC CRANE), MFG P/N: 1J2700, MFG: LINK BELT CRANES | EACH | EACH | STK | 10 | 10 | 2018-07-24 | 0.24 | 0.23 | 0.24
GFM | 1700_CONTINGENCY | SB-D-02 |  | RING-000562 | O-RING (FOR USN: 635SEQ, VIN: F2J79353, LINK BELT HTC-8675II HYDRAULIC CRANE), MFG P/N: 1X5740, MFG: LINK BELT CRANES | EACH | EACH | STK | 5 | 5 | 2018-07-17 | 0.24 | 0.23 | 0.24
GFM | 1700_CONTINGENCY | SB-C-02 |  | RING-000563 | O-RING (FOR USN: 635SEQ, VIN: F2J79353, LINK BELT HTC-8675II HYDRAULIC CRANE), MFG P/N: 1X7325, MFG: LINK BELT CRANES | EACH | EACH | STK | 20 | 20 | 2018-07-24 | 0.24 | 0.23 | 0.24
GFM | 1700_CONTINGENCY | SB-D-02 |  | RING-000564 | O-RING (FOR USN: 635SEQ, VIN: F2J79353, LINK BELT HTC-8675II HYDRAULIC CRANE), MFG P/N: 1X7326, MFG: LINK BELT CRANES | EACH | EACH | STK | 10 | 10 | 2018-07-17 | 0.24 | 0.23 | 0.24
GFM | 1700_CONTINGENCY | SB-D-02 |  | RING-000565 | O-RING (FOR USN: 635SEQ, VIN: F2J79353, LINK BELT HTC-8675II HYDRAULIC CRANE), MFG P/N: 1X8209, MFG: LINK BELT CRANES | EACH | EACH | STK | 10 | 10 | 2018-08-17 16:08 | 0.62 | 0.59 | 0.62
GFM | 1700_CONTINGENCY | SB-C-02 |  | RING-000566 | O-RING (FOR USN: 635SEQ, VIN: F2J79353, LINK BELT HTC-8675II HYDRAULIC CRANE), MFG P/N: 20J0770, MFG: LINK BELT CRANES | EACH | EACH | STK | 10 | 10 | 2018-07-24 | 0.58 | 0.55 | 0.58
GFM | 1700_CONTINGENCY | SB-C-02 |  | RING-000567 | O-RING (FOR USN: 635SEQ, VIN: F2J79353, LINK BELT HTC-8675II HYDRAULIC CRANE), MFG P/N: 20J0771, MFG: LINK BELT CRANES | EACH | EACH | STK | 10 | 10 | 2018-07-24 | 0.58 | 0.55 | 0.58
GFM | 1700_CONTINGENCY | SB-C-02 |  | RING-000568 | O-RING (FOR USN: 635SEQ, VIN: F2J79353, LINK BELT HTC-8675II HYDRAULIC CRANE), MFG P/N: 20J0990, MFG: LINK BELT CRANES | EACH | EACH | STK | 10 | 10 | 2018-07-24 | 1.06 | 1.01 | 1.06
GFM | 1700_CONTINGENCY | SB-C-02 |  | RING-000569 | O-RING (FOR USN: 635SEQ, VIN: F2J79353, LINK BELT HTC-8675II HYDRAULIC CRANE), MFG P/N: 28J0410, MFG: LINK BELT CRANES | EACH | EACH | STK | 10 | 10 | 2018-07-24 | 2.74 | 2.61 | 2.74
GFM | 1700_CONTINGENCY | SB-C-02 |  | RING-000570 | O-RING (FOR USN: 635SEQ, VIN: F2J79353, LINK BELT HTC-8675II HYDRAULIC CRANE), MFG P/N: 31J0179, MFG: LINK BELT CRANES | EACH | EACH | STK | 9 | 9 | 2018-08-17 16:02 | 1.06 | 1.01 | 1.06
GFM | 1700_CONTINGENCY | SB-C-02 |  | RING-000571 | O-RING (FOR USN: 635SEQ, VIN: F2J79353, LINK BELT HTC-8675II HYDRAULIC CRANE), MFG P/N: 3A0521, MFG: LINK BELT CRANES | EACH | EACH | STK | 5 | 5 | 2018-07-24 | 2.4 | 2.29 | 2.4
GFM | 1700_CONTINGENCY | SB-D-02 |  | RING-000572 | O-RING (FOR USN: 635SEQ, VIN: F2J79353, LINK BELT HTC-8675II HYDRAULIC CRANE), MFG P/N: 3A19792, MFG: LINK BELT CRANES | EACH | EACH | STK | 6 | 6 | 2018-07-17 | 8.08 | 7.7 | 8.08
GFM | 1700_CONTINGENCY | SB-D-02 |  | RING-000573 | O-RING (FOR USN: 635SEQ, VIN: F2J79353, LINK BELT HTC-8675II HYDRAULIC CRANE), MFG P/N: 3A24600, MFG: LINK BELT CRANES | EACH | EACH | STK | 6 | 6 | 2018-07-17 | 2.34 | 2.23 | 2.34
GFM | 1700_CONTINGENCY | SB-D-02 |  | RING-000574 | O-RING (FOR USN: 635SEQ, VIN: F2J79353, LINK BELT HTC-8675II HYDRAULIC CRANE), MFG P/N: 3A9549, MFG: LINK BELT CRANES | EACH | EACH | STK | 6 | 6 | 2018-07-17 | 2.07 | 1.97 | 2.07
GFM | 1700_CONTINGENCY | SB-D-02 |  | RING-000575 | O-RING (FOR USN: 635SEQ, VIN: F2J79353, LINK BELT HTC-8675II HYDRAULIC CRANE), MFG P/N: 3A9551, MFG: LINK BELT CRANES | EACH | EACH | STK | 6 | 6 | 2018-07-17 | 12.41 | 11.82 | 12.41
GFM | 1700_CONTINGENCY | SB-D-02 |  | RING-000576 | O-RING (FOR USN: 635SEQ, VIN: F2J79353, LINK BELT HTC-8675II HYDRAULIC CRANE), MFG P/N: 3J13908, MFG: LINK BELT CRANES | EACH | EACH | STK | 5 | 5 | 2018-07-17 | 1.71 | 1.63 | 1.71
GFM | 1700_CONTINGENCY | SB-D-02 |  | RING-000577 | O-RING (FOR USN: 635SEQ, VIN: F2J79353, LINK BELT HTC-8675II HYDRAULIC CRANE), MFG P/N: 3J13922, MFG: LINK BELT CRANES | EACH | EACH | STK | 5 | 5 | 2018-07-17 | 8.46 | 8.06 | 8.46
GFM | 1700_CONTINGENCY | SB-D-02 |  | RING-000578 | RING, BACKUP (FOR USN: 635SEQ, VIN: F2J79353, LINK BELT HTC-8675II HYDRAULIC CRANE), MFG P/N: 3J15350, MFG: LINK BELT CRANES | EACH | EACH | STK | 1 | 1 | 2018-07-17 | 8 | 7.62 | 8
GFM | 1700_CONTINGENCY | SB-C-02 |  | RING-000579 | O-RING (FOR USN: 635SEQ, VIN: F2J79353, LINK BELT HTC-8675II HYDRAULIC CRANE), MFG P/N: 3J4215, MFG: LINK BELT CRANES | EACH | EACH | STK | 10 | 10 | 2018-07-24 | 2.44 | 2.32 | 2.44
GFM | 1700_CONTINGENCY | SB-C-02 |  | RING-000580 | O-RING (FOR USN: 635SEQ, VIN: F2J79353, LINK BELT HTC-8675II HYDRAULIC CRANE), MFG P/N: 3N1054, MFG: LINK BELT CRANES | EACH | EACH | STK | 6 | 6 | 2018-07-24 | 1.36 | 1.3 | 1.36
GFM | 1700_CONTINGENCY | SB-C-02 |  | RING-000581 | O-RING (FOR USN: 635SEQ, VIN: F2J79353, LINK BELT HTC-8675II HYDRAULIC CRANE), MFG P/N: 8J0346, MFG: LINK BELT CRANES | EACH | EACH | STK | 10 | 10 | 2018-07-24 | 0.24 | 0.23 | 0.24
GFM | 1700_CONTINGENCY | SB-C-02 |  | RING-000582 | O-RING (FOR USN: 635SEQ, VIN: F2J79353, LINK BELT HTC-8675II HYDRAULIC CRANE), MFG P/N: JU0023, MFG: LINK BELT CRANES | EACH | EACH | STK | 5 | 5 | 2018-07-24 | 0.24 | 0.23 | 0.24
GFM | 1700_CONTINGENCY | SB-C-02 |  | RING-000583 | O-RING, MALE, QQD - ORFS (FOR USN: 635SEQ, VIN: F2J79353, LINK BELT HTC-8675II HYDRAULIC CRANE), MFG P/N: 65J0530, MFG: LINK BELT CRANES | EACH | EACH | STK | 1 | 1 | 2018-07-24 | 30.77 | 29.31 | 30.77
GFM | 1700_CONTINGENCY | SB-A-02 |  | RING-011013 | RING, RETAINING, MFG PN: 3D1579, MFG: LINK BELT, (FOR USN: 634 SEQ) | EACH | EACH | STK | 2 | 2 | 2018-07-24 | 2.74 | 2.61 | 2.74
GFM | 1700_CONTINGENCY | SB-A-02 | MARDIAN EQUI | RING-011013 | RING, RETAINING, MFG PN: 3D1579, MFG: LINK BELT, (FOR USN: 634 SEQ) | EACH | EACH | STK | 2 | 2 | 2018-07-24 | 2.74 | 2.61 | 2.74
GFM | 1700_CONTINGENCY | SB-C-02 | MARDIAN EQUI | RING-011014 | O-RING, MFG PN: 3D1578, MFG:LINKBELT (FOR USN: 634 SEQ) | EACH | EACH | STK | 2 | 2 | 2018-07-17 | 25.32 | 24.12 | 25.32
GFM | 1700_CONTINGENCY | SB-C-02 | MARDIAN EQUI | RING-011015 | RING, RETAINING, MFG PN: 3D1570, MFG: LINKBELT, (FOR USN: 634 SEQ) | EACH | EACH | STK | 4 | 4 | 2018-07-17 | 122.71 | 116.87 | 122.71
GFM | 1700_CONTINGENCY | SB-A-02 | MARDIAN EQUI | RING-011016 | RING, STEEL BACK-UP, MFG P/N: 3D1592, MFG: LINK-BELT | EACH | EACH | STK | 2 | 2 | 2018-07-24 | 508.44 | 484.26 | 508.44
GFM | 1700_CONTINGENCY | SB-D-02 | MARDIAN EQUI | RING-011017 | V-RING, SEAL, MFG P/N: 3D2109, MFG: LINK-BELT | EACH | EACH | STK | 1 | 1 | 2018-07-25 | 412.42 | 412.42 | 412.42
GFM | 1700_CONTINGENCY | SB-D-02 | MARDIAN EQUI | RING-011018 | RING, BACK UP, MFG P/N: 3D1596, MFG: LINK-BELT | EACH | EACH | STK | 1 | 1 | 2018-07-25 | 21.39 | 21.39 | 21.39
GFM | 1700_CONTINGENCY | SB-C-04 |  | ROD-000011 | ROD, THREADED (FOR USN: 635SEQ, VIN: P9J80086, CRANE TELESCOPING BOOM), MFG P/N: P9J0057, MFG: LINK BELT CRANES | ASSEMBLY | ASSEMBLY | STK | 2 | 2 | 2018-07-24 | 129.73 | 114.14 | 129.73
GFM | 1700_CONTINGENCY | SB-F-01 | MARDIAN EQUI | ROD-000018 | ROD, WIPER, MFG PN: J7J0227, MFG: LINK-BELT, FOR 634 SEQ | EACH | EACH | STK | 4 | 4 | 2018-07-25 | 62.08 | 62.08 | 62.08
GFM | 1700_CONTINGENCY | SB-A-02 | MARDIAN EQUI | ROLL-000005 | ROLLER, MFG P/N: 3D1607, MFG: LINK-BELT | EACH | EACH | STK | 264 | 264 | 2018-07-24 | 4.56 | 4.34 | 4.56
GFM | 1700_CONTINGENCY | SB-D-02 | MARDIAN EQUI | SCRE-000011 | SCREW, SET, MFG PN:3J16894, MFG: LINK BELT CRANE, F6473500001003, FOR USN:635SEQ | EACH | EACH | STK | 1 | 1 | 2018-07-25 | 4.69 | 4.69 | 4.69
GFM | 1700_CONTINGENCY | SB-C-01 | WEST PAC | SCRW-000004 | SCREW, CAP, HHCS M10x35 SS ISO 4014, P/N: 7126191450, MFG: MANITOWOC | EACH | EACH | STK | 1 | 1 | 2018-09-17 | 1.2 | 1.14 | 1.2
GFM | 1700_CONTINGENCY | SB-D-02 | MARDIAN EQUI | SCRW-000005 | SETSCREW, MFG P/N: 1X0730, MFG: LINK-BELT | EACH | EACH | STK | 4 | 4 | 2018-07-25 | 10.82 | 10.82 | 10.82
GFM | 1700_CONTINGENCY | SB-C-01 | WEST PAC | SEAL-000010 | SEAL KIT (FOR USN: 666SEQ, VIN: 226846, GROVE CRANE RT540E), MFG P/N: 9372103551, MFG: MANITOWOC | EACH | KIT | STK | 8 | 8 | 2016-06-01 11:30 | 84.48 | 80.46 | 84.48
GFM | 1700_CONTINGENCY | SB-F-01 | WEST PAC | SEAL-000010 | SEAL KIT (FOR USN: 666SEQ, VIN: 226846, GROVE CRANE RT540E), MFG P/N: 9372103551, MFG: MANITOWOC | EACH | KIT | STK | 2 | 2 | 2018-07-25 | 84.48 | 80.46 | 84.48
GFM | 1700_CONTINGENCY | SB-C-01 | WEST PAC | SEAL-000011 | SEAL KIT (FOR USN: 666SEQ, VIN: 226846, GROVE CRANE RT540E), MFG P/N: 7373000159, MFG: MANITOWOC | EACH | KIT | STK | 8 | 8 | 2016-06-01 11:33 | 114.48 | 109.04 | 114.48
GFM | 1700_CONTINGENCY | SB-F-01 | WEST PAC | SEAL-000011 | SEAL KIT (FOR USN: 666SEQ, VIN: 226846, GROVE CRANE RT540E), MFG P/N: 7373000159, MFG: MANITOWOC | EACH | KIT | STK | 2 | 2 | 2018-07-25 | 114.48 | 109.04 | 114.48
GFM | 1700_CONTINGENCY | SB-B-01 | MARDIAN EQUI | SEAL-000012 | OIL SEAL (FOR USN: 620SEQ, VIN: F2J78353, LINK BELT HTC-8675 HYDRAULIC CRANE), MFG P/N: 3J16638, MFG: LINK BELT CRANES | EACH | EACH | STK | 2 | 2 | 2018-07-24 | 19.31 | 19.31 | 19.31
GFM | 1700_CONTINGENCY | SB-B-01 |  | SEAL-000047 | SEAL ASSEMBLY, SERVICE (FOR USN: 620SEQ, VIN: F2J78353, LINK BELT HTC-8675 HYDRAULIC CRANE), MFG P/N: 3A14589, MFG: LINK BELT CRANES | SET | SET | STK | 1 | 1 | 2018-07-24 | 49.96 | 47.58 | 49.96
GFM | 1700_CONTINGENCY | SB-B-01 |  | SEAL-000048 | SEAL KIT, OIL (FOR USN: 620SEQ, VIN: F2J78353, LINK BELT HTC-8675 HYDRAULIC CRANE), MFG P/N: 3A14630, MFG: LINK BELT CRANES | KIT | KIT | STK | 1 | 1 | 2018-07-24 | 52.41 | 49.92 | 52.41
GFM | 1700_CONTINGENCY | SB-B-01 |  | SEAL-000049 | SEAL KIT (FOR USN: 620SEQ, VIN: F2J78353, LINK BELT HTC-8675 HYDRAULIC CRANE), MFG P/N: 3A15159, MFG: LINK BELT CRANES | KIT | KIT | STK | 1 | 1 | 2018-07-24 | 32.43 | 30.89 | 32.43
GFM | 1700_CONTINGENCY | SB-B-01 |  | SEAL-000050 | SEAL KIT (FOR USN: 620SEQ, VIN: F2J78353, LINK BELT HTC-8675 HYDRAULIC CRANE), MFG P/N: 3A16907, MFG: LINK BELT CRANES | KIT | KIT | STK | 1 | 1 | 2018-07-24 | 27.63 | 26.32 | 27.63
GFM | 1700_CONTINGENCY | SB-B-01 |  | SEAL-000051 | SEAL KIT, MINOR (FOR USN: 620SEQ, VIN: F2J78353, LINK BELT HTC-8675 HYDRAULIC CRANE), MFG P/N: 3A18620, MFG: LINK BELT CRANES | KIT | KIT | STK | 1 | 1 | 2018-07-24 | 112.26 | 106.92 | 112.26
GFM | 1700_CONTINGENCY | SB-B-01 |  | SEAL-000052 | SEAL KIT (FOR USN: 620SEQ, VIN: F2J78353, LINK BELT HTC-8675 HYDRAULIC CRANE), MFG P/N: 3A19875, MFG: LINK BELT CRANES | KIT | KIT | STK | 1 | 1 | 2018-07-24 | 58.68 | 55.89 | 58.68
GFM | 1700_CONTINGENCY | SB-B-01 |  | SEAL-000053 | SEAL KIT (FOR USN: 620SEQ, VIN: F2J78353, LINK BELT HTC-8675 HYDRAULIC CRANE), MFG P/N: 3A21060, MFG: LINK BELT CRANES | KIT | KIT | STK | 1 | 1 | 2018-07-24 | 5.47 | 5.21 | 5.47
GFM | 1700_CONTINGENCY | SB-B-01 |  | SEAL-000054 | SEAL KIT (FOR USN: 620SEQ, VIN: F2J78353, LINK BELT HTC-8675 HYDRAULIC CRANE), MFG P/N: 3F0179, MFG: LINK BELT CRANES | KIT | KIT | STK | 1 | 1 | 2018-07-24 | 233.65 | 222.54 | 233.65
GFM | 1700_CONTINGENCY | SB-B-01 |  | SEAL-000055 | SEAL KIT (FOR USN: 620SEQ, VIN: F2J78353, LINK BELT HTC-8675 HYDRAULIC CRANE), MFG P/N: 3J10218, MFG: LINK BELT CRANES | KIT | KIT | STK | 1 | 1 | 2018-07-24 | 188.26 | 179.31 | 188.26
GFM | 1700_CONTINGENCY | SB-B-01 |  | SEAL-000056 | SEAL KIT (FOR USN: 620SEQ, VIN: F2J78353, LINK BELT HTC-8675 HYDRAULIC CRANE), MFG P/N: 3J10856, MFG: LINK BELT CRANES | KIT | KIT | STK | 1 | 1 | 2018-07-24 | 26.1 | 24.86 | 26.1
GFM | 1700_CONTINGENCY | SB-B-01 |  | SEAL-000057 | SEAL KIT (FOR USN: 620SEQ, VIN: F2J78353, LINK BELT HTC-8675 HYDRAULIC CRANE), MFG P/N: 3J11665, MFG: LINK BELT CRANES | KIT | KIT | STK | 1 | 1 | 2018-07-24 | 34.6 | 32.95 | 34.6
GFM | 1700_CONTINGENCY | SB-B-01 |  | SEAL-000058 | SEAL KIT (FOR USN: 620SEQ, VIN: F2J78353, LINK BELT HTC-8675 HYDRAULIC CRANE), MFG P/N: 3J11667, MFG: LINK BELT CRANES | KIT | KIT | STK | 1 | 1 | 2018-07-24 | 15.05 | 14.33 | 15.05
GFM | 1700_CONTINGENCY | SB-B-01 |  | SEAL-000059 | SEAL KIT (FOR USN: 620SEQ, VIN: F2J78353, LINK BELT HTC-8675 HYDRAULIC CRANE), MFG P/N: 3J11689, MFG: LINK BELT CRANES | KIT | KIT | STK | 1 | 1 | 2018-07-24 | 17.94 | 17.09 | 17.94
GFM | 1700_CONTINGENCY | SB-B-01 |  | SEAL-000060 | SEAL KIT (FOR USN: 620SEQ, VIN: F2J78353, LINK BELT HTC-8675 HYDRAULIC CRANE), MFG P/N: 3J11690, MFG: LINK BELT CRANES | KIT | KIT | STK | 1 | 1 | 2018-07-24 | 25.62 | 24.4 | 25.62
GFM | 1700_CONTINGENCY | SB-B-01 |  | SEAL-000061 | SEAL KIT (FOR USN: 620SEQ, VIN: F2J78353, LINK BELT HTC-8675 HYDRAULIC CRANE), MFG P/N: 3J11693, MFG: LINK BELT CRANES | KIT | KIT | STK | 1 | 1 | 2018-07-24 | 29.27 | 27.88 | 29.27
GFM | 1700_CONTINGENCY | SB-B-01 |  | SEAL-000062 | SEAL KIT (FOR USN: 620SEQ, VIN: F2J78353, LINK BELT HTC-8675 HYDRAULIC CRANE), MFG P/N: 3J12278, MFG: LINK BELT CRANES | KIT | KIT | STK | 1 | 1 | 2018-07-24 | 19.64 | 18.71 | 19.64
GFM | 1700_CONTINGENCY | SB-B-01 |  | SEAL-000063 | SEAL KIT (FOR USN: 620SEQ, VIN: F2J78353, LINK BELT HTC-8675 HYDRAULIC CRANE), MFG P/N: 3J12371, MFG: LINK BELT CRANES | KIT | KIT | STK | 1 | 1 | 2018-07-24 | 69.98 | 66.65 | 69.98
GFM | 1700_CONTINGENCY | SB-B-01 |  | SEAL-000064 | SEAL KIT (FOR USN: 620SEQ, VIN: F2J78353, LINK BELT HTC-8675 HYDRAULIC CRANE), MFG P/N: 3J12495, MFG: LINK BELT CRANES | KIT | KIT | STK | 1 | 1 | 2018-07-24 | 87.83 | 83.65 | 87.83
GFM | 1700_CONTINGENCY | SB-B-01 |  | SEAL-000065 | SEAL KIT (FOR USN: 620SEQ, VIN: F2J78353, LINK BELT HTC-8675 HYDRAULIC CRANE), MFG P/N: 3J12641, MFG: LINK BELT CRANES | KIT | KIT | STK | 1 | 1 | 2018-07-24 | 24.75 | 23.57 | 24.75
GFM | 1700_CONTINGENCY | SB-B-01 |  | SEAL-000066 | SEAL KIT, LOCK, VALVE (FOR USN: 620SEQ, VIN: F2J78353, LINK BELT HTC-8675 HYDRAULIC CRANE), MFG P/N: 3J12728, MFG: LINK BELT CRANES | KIT | KIT | STK | 1 | 1 | 2018-07-24 | 11.91 | 11.34 | 11.91
GFM | 1700_CONTINGENCY | SB-B-01 |  | SEAL-000067 | SEAL KIT, SECTION (FOR USN: 620SEQ, VIN: F2J78353, LINK BELT HTC-8675 HYDRAULIC CRANE), MFG P/N: 3J12729, MFG: LINK BELT CRANES | KIT | KIT | STK | 1 | 1 | 2018-07-24 | 14.37 | 13.69 | 14.37
GFM | 1700_CONTINGENCY | SB-B-01 |  | SEAL-000068 | SEAL KIT (FOR USN: 620SEQ, VIN: F2J78353, LINK BELT HTC-8675 HYDRAULIC CRANE), MFG P/N: 3J12808, MFG | KIT | KIT | STK | 1 | 1 | 2018-07-24 | 279.06 | 265.79 | 279.06
GFM | 1700_CONTINGENCY | SB-B-01 |  | SEAL-000069 | SEAL KIT (FOR USN: 620SEQ, VIN: F2J78353, LINK BELT HTC-8675 HYDRAULIC CRANE), MFG P/N: 3J12817, MFG: LINK BELT CRANES | KIT | KIT | STK | 1 | 1 | 2018-07-24 | 11.94 | 11.37 | 11.94
GFM | 1700_CONTINGENCY | SB-B-01 |  | SEAL-000070 | SEAL KIT (FOR USN: 620SEQ, VIN: F2J78353, LINK BELT HTC-8675 HYDRAULIC CRANE), MFG P/N: 3J12928, MFG: LINK BELT CRANES | KIT | KIT | STK | 1 | 1 | 2018-07-24 | 1.96 | 1.87 | 1.96
GFM | 1700_CONTINGENCY | SB-B-01 |  | SEAL-000071 | SEAL KIT (FOR USN: 620SEQ, VIN: F2J78353, LINK BELT HTC-8675 HYDRAULIC CRANE), MFG P/N: 3J12931, MFG: LINK BELT CRANES | KIT | KIT | STK | 1 | 1 | 2018-07-24 | 11.26 | 10.72 | 11.26
GFM | 1700_CONTINGENCY | SB-C-01 |  | SEAL-000072 | SEAL KIT (FOR USN: 620SEQ, VIN: F2J78353, LINK BELT HTC-8675 HYDRAULIC CRANE), MFG P/N: 3J12985, MFG: LINK BELT CRANES | EACH | KIT | STK | 3 | 3 | 2018-09-26 14:56 | 187.56 | 178.64 | 187.56
GFM | 1700_CONTINGENCY | SB-B-01 |  | SEAL-000073 | SEAL KIT (FOR USN: 620SEQ, VIN: F2J78353, LINK BELT HTC-8675 HYDRAULIC CRANE), MFG P/N: 3J13029, MFG: LINK BELT CRANES | KIT | KIT | STK | 1 | 1 | 2018-07-24 | 346.07 | 329.61 | 346.07
GFM | 1700_CONTINGENCY | SB-B-01 |  | SEAL-000074 | SEAL KIT (FOR USN: 620SEQ, VIN: F2J78353, LINK BELT HTC-8675 HYDRAULIC CRANE), MFG P/N: 3J13342, MFG: LINK BELT CRANES | KIT | KIT | STK | 1 | 1 | 2018-07-24 | 38.87 | 37.02 | 38.87
GFM | 1700_CONTINGENCY | SB-B-01 |  | SEAL-000075 | SEAL KIT (FOR USN: 620SEQ, VIN: F2J78353, LINK BELT HTC-8675 HYDRAULIC CRANE), MFG P/N: 3J13377, MFG: LINK BELT CRANES | KIT | KIT | STK | 1 | 1 | 2017-04-06 16:07 | 47.26 | 45.01 | 47.26
GFM | 1700_CONTINGENCY | SB-B-01 |  | SEAL-000076 | SEAL KIT (FOR USN: 620SEQ, VIN: F2J78353, LINK BELT HTC-8675 HYDRAULIC CRANE), MFG P/N: 3J13426, MFG: LINK BELT CRANES | KIT | KIT | STK | 1 | 1 | 2018-07-24 | 2.07 | 1.97 | 2.07
GFM | 1700_CONTINGENCY | SB-C-01 |  | SEAL-000077 | SEAL KIT, CYL (FOR USN: 620SEQ, VIN: F2J78353, LINK BELT HTC-8675 HYDRAULIC CRANE), MFG P/N: 3J13512, MFG: LINK BELT CRANES | EACH | KIT | STK | 2 | 2 | 2019-02-11 13:42 | 845.31 | 805.11 | 845.31
GFM | 1700_CONTINGENCY | SB-C-01 |  | SEAL-000078 | SEAL KIT, CYL (FOR USN: 620SEQ, VIN: F2J78353, LINK BELT HTC-8675 HYDRAULIC CRANE), MFG P/N: 3J13514, MFG: LINK BELT CRANES | EACH | KIT | STK | 3 | 3 | 2018-09-26 14:56 | 232.45 | 221.4 | 232.45
GFM | 1700_CONTINGENCY | SB-B-01 |  | SEAL-000079 | SEAL KIT (FOR USN: 620SEQ, VIN: F2J78353, LINK BELT HTC-8675 HYDRAULIC CRANE), MFG P/N: 3J13549, MFG: LINK BELT CRANES | KIT | KIT | STK | 1 | 1 | 2018-07-24 | 21.74 | 20.71 | 21.74
GFM | 1700_CONTINGENCY | SB-B-01 |  | SEAL-000080 | SEAL KIT (FOR USN: 620SEQ, VIN: F2J78353, LINK BELT HTC-8675 HYDRAULIC CRANE), MFG P/N: 3J13571, MFG: LINK BELT CRANES | KIT | KIT | STK | 1 | 1 | 2018-07-24 | 24.43 | 23.27 | 24.43
GFM | 1700_CONTINGENCY | SB-B-01 |  | SEAL-000082 | SEAL KIT, BUMPER, JACK (FOR USN: 620SEQ, VIN: F2J78353, LINK BELT HTC-8675 HYDRAULIC CRANE), MFG P/N: 3J14408, MFG: LINK BELT CRANES | KIT | KIT | STK | 1 | 1 | 2018-07-24 | 173.28 | 165.04 | 173.28
GFM | 1700_CONTINGENCY | SB-B-02 |  | SEAL-000083 | SEAL KIT (FOR USN: 620SEQ, VIN: F2J78353, LINK BELT HTC-8675 HYDRAULIC CRANE), MFG P/N: 3J14691, MFG: LINK BELT CRANES | KIT | KIT | STK | 4 | 4 | 2018-07-24 | 14.06 | 13.76 | 14.06
GFM | 1700_CONTINGENCY | SB-B-01 |  | SEAL-000083 | SEAL KIT (FOR USN: 620SEQ, VIN: F2J78353, LINK BELT HTC-8675 HYDRAULIC CRANE), MFG P/N: 3J14691, MFG: LINK BELT CRANES | KIT | KIT | STK | 1 | 1 | 2018-07-24 | 14.06 | 13.76 | 14.06
GFM | 1700_CONTINGENCY | SB-B-01 |  | SEAL-000084 | SEAL KIT (FOR USN: 620SEQ, VIN: F2J78353, LINK BELT HTC-8675 HYDRAULIC CRANE), MFG P/N: 3J3598, MFG: LINK BELT CRANES | KIT | KIT | STK | 1 | 1 | 2018-07-24 | 8.97 | 8.54 | 8.97
GFM | 1700_CONTINGENCY | SB-B-01 |  | SEAL-000085 | SEAL KIT (FOR USN: 620SEQ, VIN: F2J78353, LINK BELT HTC-8675 HYDRAULIC CRANE), MFG P/N: 3J5225, MFG: LINK BELT CRANES | KIT | KIT | STK | 1 | 1 | 2018-07-24 | 50.61 | 48.2 | 50.61
GFM | 1700_CONTINGENCY | SB-B-01 |  | SEAL-000086 | SEAL KIT (FOR USN: 620SEQ, VIN: F2J78353, LINK BELT HTC-8675 HYDRAULIC CRANE), MFG P/N: 3J5330, MFG: LINK BELT CRANES | KIT | KIT | STK | 1 | 1 | 2018-07-24 | 61.04 | 58.14 | 61.04
GFM | 1700_CONTINGENCY | SB-B-01 |  | SEAL-000087 | SEAL KIT, RELIEF, VALVE (FOR USN: 620SEQ, VIN: F2J78353, LINK BELT HTC-8675 HYDRAULIC CRANE), MFG P/N: 3J6889, MFG: LINK BELT CRANES | KIT | KIT | STK | 4 | 4 | 2018-07-24 | 10.99 | 10.47 | 10.99
GFM | 1700_CONTINGENCY | SB-B-01 |  | SEAL-000088 | SEAL KIT (FOR USN: 620SEQ, VIN: F2J78353, LINK BELT HTC-8675 HYDRAULIC CRANE), MFG P/N: 3J7098, MFG: LINK BELT CRANES | KIT | KIT | STK | 1 | 1 | 2018-07-24 | 31.01 | 29.54 | 31.01
GFM | 1700_CONTINGENCY | SB-B-01 |  | SEAL-000089 | SEAL KIT (FOR USN: 620SEQ, VIN: F2J78353, LINK BELT HTC-8675 HYDRAULIC CRANE), MFG P/N: 3J8024, MFG: LINK BELT CRANES | KIT | KIT | STK | 1 | 1 | 2018-07-24 | 19.31 | 18.39 | 19.31
GFM | 1700_CONTINGENCY | SB-B-01 |  | SEAL-000090 | SEAL KIT (FOR USN: 620SEQ, VIN: F2J78353, LINK BELT HTC-8675 HYDRAULIC CRANE), MFG P/N: 3J9759, MFG: LINK BELT CRANES | KIT | KIT | STK | 4 | 4 | 2018-07-24 | 64.32 | 61.26 | 64.32
GFM | 1700_CONTINGENCY | SB-D-01 |  | SEAL-000091 | SEAL KIT, (FOR USN: 3433TBG, VIN: 2NPLLD0X47M658483, PETERBILT CRANE), MFG P/N: 9926113059, MFG: MANITOWOC CRANE CARE | KIT | KIT | STK | 7 | 7 | 2018-07-24 | 24.99 | 23.8 | 24.99
GFM | 1700_CONTINGENCY | SB-D-01 |  | SEAL-000092 | SEAL KIT, (FOR USN: 3433TBG, VIN: 2NPLLD0X47M658483, PETERBILT CRANE), MFG P/N: 90015206, MFG: MANITOWOC CRANE CARE | KIT | KIT | STK | 1 | 1 | 2018-07-24 | 165.23 | 157.37 | 165.23
GFM | 1700_CONTINGENCY | SB-B-02 | MARDIAN EQUI | SEAL-000093 | SEAL KIT (FOR USN: 634SEQ, VIN: J7J89973, 100 TON CRANE), MFG P/N: 3A23042, MFG: LINK BELT CRANES | KIT | KIT | STK | 1 | 1 | 2018-07-24 | 79.89 | 76.09 | 79.89
GFM | 1700_CONTINGENCY | SB-B-02 | MARDIAN EQUI | SEAL-000094 | SEAL KIT (FOR USN: 634SEQ, VIN: J7J89973, 100 TON CRANE), MFG P/N: 3J11667, MFG: LINK BELT CRANES | KIT | KIT | STK | 5 | 5 | 2018-07-24 | 17.93 | 16.1 | 17.93
GFM | 1700_CONTINGENCY | SB-B-02 | MARDIAN EQUI | SEAL-000095 | SEAL KIT (FOR USN: 634SEQ, VIN: J7J89973, 100 TON CRANE), MFG P/N: 3J12641, MFG: LINK BELT CRANES | KIT | KIT | STK | 1 | 1 | 2018-07-24 | 24.02 | 22.88 | 24.02
GFM | 1700_CONTINGENCY | SB-B-02 | MARDIAN EQUI | SEAL-000096 | SEAL KIT (FOR USN: 634SEQ, VIN: J7J89973, 100 TON CRANE), MFG P/N: 3J12817, MFG: LINK BELT CRANES | KIT | KIT | STK | 1 | 1 | 2018-07-24 | 11.27 | 10.73 | 11.27
GFM | 1700_CONTINGENCY | SB-B-02 | MARDIAN EQUI | SEAL-000097 | SEAL KIT (FOR USN: 634SEQ, VIN: J7J89973, 100 TON CRANE), MFG P/N: 3J12931, MFG: LINK BELT CRANES | KIT | KIT | STK | 1 | 1 | 2018-07-24 | 10.61 | 10.11 | 10.61
GFM | 1700_CONTINGENCY | SB-B-02 | MARDIAN EQUI | SEAL-000098 | SEAL KIT (FOR USN: 634SEQ, VIN: J7J89973, 100 TON CRANE), MFG P/N: 3J13571, MFG: LINK BELT CRANES | KIT | KIT | STK | 1 | 1 | 2018-07-24 | 23.05 | 21.95 | 23.05
GFM | 1700_CONTINGENCY | SB-B-02 | MARDIAN EQUI | SEAL-000099 | SEAL KIT (FOR USN: 634SEQ, VIN: J7J89973, 100 TON CRANE), MFG P/N: 3J14519, MFG: LINK BELT CRANES | KIT | KIT | STK | 1 | 1 | 2018-07-24 | 23.08 | 21.98 | 23.08
GFM | 1700_CONTINGENCY | SB FLOOR | MARDIAN EQUI | SEAL-000100 | SEAL KIT (FOR USN: 634SEQ, VIN: J7J89973, 100 TON CRANE), MFG P/N: 3J15734, MFG: LINK BELT CRANES | EACH | KIT | STK | 3 | 3 | 2018-09-26 14:56 | 741.3 | 706.05 | 741.3
GFM | 1700_CONTINGENCY | SB-B-02 | MARDIAN EQUI | SEAL-000101 | SEAL KIT (FOR USN: 634SEQ, VIN: J7J89973, 100 TON CRANE), MFG P/N: 3J15735, MFG: LINK BELT CRANES | KIT | KIT | STK | 5 | 5 | 2018-07-24 | 225.12 | 214.41 | 225.12
GFM | 1700_CONTINGENCY | SB-B-02 | MARDIAN EQUI | SEAL-000103 | SEAL KIT (FOR USN: 634SEQ, VIN: J7J89973, 100 TON CRANE), MFG P/N: 3J15804, MFG: LINK BELT CRANES | KIT | KIT | STK | 1 | 1 | 2018-07-24 | 24.49 | 23.33 | 24.49
GFM | 1700_CONTINGENCY | SB-B-02 |  | SEAL-000106 | SEAL KIT (FOR USN: 634SEQ, VIN: J7J89973, 100 TON CRANE), MFG P/N: 3J15832, MFG: LINK BELT CRANES | KIT | KIT | STK | 1 | 1 | 2018-07-24 | 108.49 | 103.33 | 108.49
GFM | 1700_CONTINGENCY | SB-B-02 | MARDIAN EQUI | SEAL-000107 | SEAL KIT (FOR USN: 634SEQ, VIN: J7J89973, 100 TON CRANE), MFG P/N: 3J16294, MFG: LINK BELT CRANES | KIT | KIT | STK | 1 | 1 | 2018-07-24 | 1663.95 | 1584.82 | 1663.95
GFM | 1700_CONTINGENCY | SB-B-02 | MARDIAN EQUI | SEAL-000108 | SEAL KIT (FOR USN: 634SEQ, VIN: J7J89973, 100 TON CRANE), MFG P/N: 3J16379, MFG: LINK BELT CRANES | KIT | KIT | STK | 1 | 1 | 2017-04-06 17:14 | 156.5 | 149.06 | 156.5
GFM | 1700_CONTINGENCY | SB-C-04 |  | SEAL-000109 | SEAL KIT (FOR USN: 634SEQ, VIN: J7J89973, 100 TON CRANE), MFG P/N: 3J16429, MFG: LINK BELT CRANES | KIT | KIT | STK | 1 | 1 | 2018-09-26 14:56 | 1009.61 | 961.6 | 1009.61
GFM | 1700_CONTINGENCY | SB-C-02 |  | SEAL-000110 | SEAL (FOR USN: 635SEQ, VIN: F2J79353, LINK BELT HTC-8675II HYDRAULIC CRANE), MFG P/N: 3A10813, MFG: LINK BELT CRANES | EACH | EACH | STK | 2 | 2 | 2018-07-24 | 2.41 | 2.3 | 2.41
GFM | 1700_CONTINGENCY | SB-C-02 |  | SEAL-000111 | SEAL (FOR USN: 635SEQ, VIN: F2J79353, LINK BELT HTC-8675II HYDRAULIC CRANE), MFG P/N: 3A21259, MFG: LINK BELT CRANES | EACH | EACH | STK | 2 | 2 | 2018-07-24 | 69 | 65.72 | 69
GFM | 1700_CONTINGENCY | SB-C-02 |  | SEAL-000112 | SEAL, OIL (FOR USN: 635SEQ, VIN: F2J79353, LINK BELT HTC-8675II HYDRAULIC CRANE), MFG P/N: 3A24249, MFG: LINK BELT CRANES | EACH | EACH | STK | 1 | 1 | 2018-07-24 | 12.28 | 11.7 | 12.28
GFM | 1700_CONTINGENCY | SB-C-02 |  | SEAL-000113 | SEAL, OIL (FOR USN: 635SEQ, VIN: F2J79353, LINK BELT HTC-8675II HYDRAULIC CRANE), MFG P/N: 3A24251, MFG: LINK BELT CRANES | EACH | EACH | STK | 2 | 2 | 2018-07-24 | 59.25 | 56.43 | 59.25
GFM | 1700_CONTINGENCY | SB-C-02 |  | SEAL-000114 | SEAL KIT (FOR USN: 635SEQ, VIN: F2J79353, LINK BELT HTC-8675II HYDRAULIC CRANE), MFG P/N: 3A24315, MFG: LINK BELT CRANES | KIT | KIT | STK | 1 | 1 | 2018-07-24 | 15.26 | 14.53 | 15.26
GFM | 1700_CONTINGENCY | SB-C-02 |  | SEAL-000115 | SEAL, OIL (FOR USN: 635SEQ, VIN: F2J79353, LINK BELT HTC-8675II HYDRAULIC CRANE), MFG P/N: 3A24316, MFG: LINK BELT CRANES | EACH | EACH | STK | 1 | 1 | 2018-07-24 | 5.3 | 5.05 | 5.3
GFM | 1700_CONTINGENCY | SB-C-02 |  | SEAL-000116 | SEAL, OIL (FOR USN: 635SEQ, VIN: F2J79353, LINK BELT HTC-8675II HYDRAULIC CRANE), MFG P/N: 3A9547, MFG: LINK BELT CRANES | EACH | EACH | STK | 1 | 1 | 2018-07-24 | 5.44 | 5.18 | 5.44
GFM | 1700_CONTINGENCY | SB-C-02 |  | SEAL-000117 | SEAL, SHAFT (FOR USN: 635SEQ, VIN: F2J79353, LINK BELT HTC-8675II HYDRAULIC CRANE), MFG P/N: 3F0859, MFG: LINK BELT CRANES | EACH | EACH | STK | 1 | 1 | 2018-07-24 | 138.66 | 132.07 | 138.66
GFM | 1700_CONTINGENCY | SB-C-02 |  | SEAL-000118 | SEAL KIT (FOR USN: 635SEQ, VIN: F2J79353, LINK BELT HTC-8675II HYDRAULIC CRANE), MFG P/N: 3J11298, MFG: LINK BELT CRANES | KIT | KIT | STK | 1 | 1 | 2018-07-24 | 7.48 | 7.12 | 7.48
GFM | 1700_CONTINGENCY | SB-C-02 |  | SEAL-000119 | SEAL KIT (FOR USN: 635SEQ, VIN: F2J79353, LINK BELT HTC-8675II HYDRAULIC CRANE), MFG P/N: 3J11665, MFG: LINK BELT CRANES | KIT | KIT | STK | 1 | 1 | 2018-07-24 | 34.63 | 32.98 | 34.63
GFM | 1700_CONTINGENCY | SB-C-02 |  | SEAL-000120 | SEAL KIT (FOR USN: 635SEQ, VIN: F2J79353, LINK BELT HTC-8675II HYDRAULIC CRANE), MFG P/N: 3J11667, MFG: LINK BELT CRANES | KIT | KIT | STK | 1 | 1 | 2018-07-24 | 15.05 | 14.33 | 15.05
GFM | 1700_CONTINGENCY | SB-C-02 |  | SEAL-000121 | SEAL KIT (FOR USN: 635SEQ, VIN: F2J79353, LINK BELT HTC-8675II HYDRAULIC CRANE), MFG P/N: 3J12641, MFG: LINK BELT CRANES | KIT | KIT | STK | 1 | 1 | 2017-04-06 17:40 | 24.75 | 23.57 | 24.75
GFM | 1700_CONTINGENCY | SB-C-02 |  | SEAL-000122 | SEAL KIT (FOR USN: 635SEQ, VIN: F2J79353, LINK BELT HTC-8675II HYDRAULIC CRANE), MFG P/N: 3J12931, MFG: LINK BELT CRANES | KIT | KIT | STK | 1 | 1 | 2018-07-24 | 11.26 | 10.72 | 11.26
GFM | 1700_CONTINGENCY | SB-C-02 |  | SEAL-000123 | SEAL KIT (FOR USN: 635SEQ, VIN: F2J79353, LINK BELT HTC-8675II HYDRAULIC CRANE), MFG P/N: 3J13377, MFG: LINK BELT CRANES | KIT | KIT | STK | 8 | 8 | 2018-07-24 | 47.26 | 45.01 | 47.26
GFM | 1700_CONTINGENCY | SB-C-02 |  | SEAL-000124 | SEAL, SQUARE RING (FOR USN: 635SEQ, VIN: F2J79353, LINK BELT HTC-8675II HYDRAULIC CRANE), MFG P/N: 3J13394, MFG: LINK BELT CRANES | EACH | EACH | STK | 2 | 2 | 2018-07-24 | 2.28 | 2.17 | 2.28
GFM | 1700_CONTINGENCY | SB-C-02 |  | SEAL-000125 | SEAL, SIDE (FOR USN: 635SEQ, VIN: F2J79353, LINK BELT HTC-8675II HYDRAULIC CRANE), MFG P/N: 3J13395, MFG: LINK BELT CRANES | EACH | EACH | STK | 4 | 4 | 2018-07-24 | 6.38 | 6.08 | 6.38
GFM | 1700_CONTINGENCY | SB-C-02 |  | SEAL-000126 | SEAL, BACKUP (FOR USN: 635SEQ, VIN: F2J79353, LINK BELT HTC-8675II HYDRAULIC CRANE), MFG P/N: 3J13398, MFG: LINK BELT CRANES | EACH | EACH | STK | 6 | 6 | 2018-07-24 | 8.02 | 7.64 | 8.02
GFM | 1700_CONTINGENCY | SB-C-02 |  | SEAL-000127 | SEAL KIT (FOR USN: 635SEQ, VIN: F2J79353, LINK BELT HTC-8675II HYDRAULIC CRANE), MFG P/N: 3J13549, MFG: LINK BELT CRANES | KIT | KIT | STK | 1 | 1 | 2018-07-24 | 21.74 | 20.71 | 21.74
GFM | 1700_CONTINGENCY | SB-C-02 |  | SEAL-000128 | SEAL KIT (FOR USN: 635SEQ, VIN: F2J79353, LINK BELT HTC-8675II HYDRAULIC CRANE), MFG P/N: 3J13571, MFG: LINK BELT CRANES | KIT | KIT | STK | 1 | 1 | 2018-07-24 | 24.43 | 23.27 | 24.43
GFM | 1700_CONTINGENCY | SB-C-02 |  | SEAL-000129 | SEAL KIT (FOR USN: 635SEQ, VIN: F2J79353, LINK BELT HTC-8675II HYDRAULIC CRANE), MFG P/N: 3J13940, MFG: LINK BELT CRANES | KIT | KIT | STK | 1 | 1 | 2018-07-24 | 18.97 | 18.07 | 18.97
GFM | 1700_CONTINGENCY | SB-C-02 |  | SEAL-000130 | SEAL KIT (FOR USN: 635SEQ, VIN: F2J79353, LINK BELT HTC-8675II HYDRAULIC CRANE), MFG P/N: 3J13990, MFG: LINK BELT CRANES | KIT | KIT | STK | 1 | 1 | 2018-07-24 | 6.98 | 6.65 | 6.98
GFM | 1700_CONTINGENCY | SB-C-02 |  | SEAL-000131 | SEAL KIT (FOR USN: 635SEQ, VIN: F2J79353, LINK BELT HTC-8675II HYDRAULIC CRANE), MFG P/N: 3J13994, MFG: LINK BELT CRANES | KIT | KIT | STK | 1 | 1 | 2018-07-24 | 8.08 | 7.7 | 8.08
GFM | 1700_CONTINGENCY | SB-C-02 |  | SEAL-000132 | SEAL, BACKUP (FOR USN: 635SEQ, VIN: F2J79353, LINK BELT HTC-8675II HYDRAULIC CRANE), MFG P/N: 3J13998, MFG: LINK BELT CRANES | EACH | EACH | STK | 4 | 4 | 2018-07-24 | 5.89 | 5.61 | 5.89
GFM | 1700_CONTINGENCY | SB-C-02 |  | SEAL-000133 | SEAL KIT (FOR USN: 635SEQ, VIN: F2J79353, LINK BELT HTC-8675II HYDRAULIC CRANE), MFG P/N: 3J14672, MFG: LINK BELT CRANES | KIT | KIT | STK | 1 | 1 | 2018-07-24 | 21.94 | 20.9 | 21.94
GFM | 1700_CONTINGENCY | SB-C-02 |  | SEAL-000134 | SEAL KIT (FOR USN: 635SEQ, VIN: F2J79353, LINK BELT HTC-8675II HYDRAULIC CRANE), MFG P/N: 3J14691, MFG: LINK BELT CRANES | KIT | KIT | STK | 1 | 1 | 2018-07-24 | 14.84 | 14.13 | 14.84
GFM | 1700_CONTINGENCY | SB-C-02 |  | SEAL-000136 | SEAL KIT (FOR USN: 635SEQ, VIN: F2J79353, LINK BELT HTC-8675II HYDRAULIC CRANE), MFG P/N: 3J15804, MFG: LINK BELT CRANES | KIT | KIT | STK | 1 | 1 | 2018-07-24 | 21.46 | 20.44 | 21.46
GFM | 1700_CONTINGENCY | SB-C-02 |  | SEAL-000137 | SEAL KIT (FOR USN: 635SEQ, VIN: F2J79353, LINK BELT HTC-8675II HYDRAULIC CRANE), MFG P/N: 3J15809, MFG: LINK BELT CRANES | KIT | KIT | STK | 1 | 1 | 2017-04-06 17:44 | 120.02 | 114.31 | 120.02
GFM | 1700_CONTINGENCY | SB-C-04 |  | SEAL-000138 | SEAL KIT (FOR USN: 635SEQ, VIN: F2J79353, LINK BELT HTC-8675II HYDRAULIC CRANE), MFG P/N: 3J16429, MFG: LINK BELT CRANES | KIT | KIT | STK | 1 | 1 | 2018-07-24 | 546.26 | 869.53 | 546.26
GFM | 1700_CONTINGENCY | SB-A-04 |  | SEAL-000138 | SEAL KIT (FOR USN: 635SEQ, VIN: F2J79353, LINK BELT HTC-8675II HYDRAULIC CRANE), MFG P/N: 3J16429, MFG: LINK BELT CRANES | KIT | KIT | STK | 1 | 1 | 2018-07-24 | 546.26 | 869.53 | 546.26
GFM | 1700_CONTINGENCY | SB-B-03 |  | SEAL-000139 | SEAL KIT (FOR USN: 635SEQ, VIN: F2J79353, LINK BELT HTC-8675II HYDRAULIC CRANE), MFG P/N: 3J16457, MFG: LINK BELT CRANES | KIT | KIT | STK | 1 | 1 | 2018-07-17 | 809.94 | 771.42 | 809.94
GFM | 1700_CONTINGENCY | SB-C-04 |  | SEAL-000141 | SEAL KIT (FOR USN: 635SEQ, VIN: F2J79353, LINK BELT HTC-8675II HYDRAULIC CRANE), MFG P/N: 3J16874, MFG: LINK BELT CRANES | KIT | KIT | STK | 4 | 4 | 2018-07-24 | 350.5 | 360.07 | 350.5
GFM | 1700_CONTINGENCY | SB-C-04 |  | SEAL-000142 | SEAL KIT (FOR USN: 635SEQ, VIN: F2J79353, LINK BELT HTC-8675II HYDRAULIC CRANE), MFG P/N: 3J16875, MFG: LINK BELT CRANES | KIT | KIT | STK | 4 | 4 | 2018-07-24 | 578.26 | 525.69 | 578.26
GFM | 1700_CONTINGENCY | SB-C-04 |  | SEAL-000143 | SEAL KIT (FOR USN: 635SEQ, VIN: F2J79353, LINK BELT HTC-8675II HYDRAULIC CRANE), MFG P/N: 3J16876, MFG: LINK BELT CRANES | EACH | KIT | STK | 6 | 6 | 2018-07-24 | 67.65 | 64.43 | 67.65
GFM | 1700_CONTINGENCY | SB-C-01 |  | SEAL-000143 | SEAL KIT (FOR USN: 635SEQ, VIN: F2J79353, LINK BELT HTC-8675II HYDRAULIC CRANE), MFG P/N: 3J16876, MFG: LINK BELT CRANES | EACH | KIT | STK | 7 | 7 | 2019-02-21 15:23 | 67.65 | 64.43 | 67.65
GFM | 1700_CONTINGENCY | SB-B-01 |  | SEAL-000143 | SEAL KIT (FOR USN: 635SEQ, VIN: F2J79353, LINK BELT HTC-8675II HYDRAULIC CRANE), MFG P/N: 3J16876, MFG: LINK BELT CRANES | EACH | KIT | STK | 3 | 3 | 2016-11-08 16:48 | 67.65 | 64.43 | 67.65
GFM | 1700_CONTINGENCY | SB-C-04 |  | SEAL-000144 | SEAL KIT (FOR USN: 635SEQ, VIN: F2J79353, LINK BELT HTC-8675II HYDRAULIC CRANE), MFG P/N: 3J16889, MFG: LINK BELT CRANES | EACH | KIT | STK | 5 | 5 | 2019-02-21 15:21 | 68.07 | 64.83 | 68.07
GFM | 1700_CONTINGENCY | SB-C-01 |  | SEAL-000144 | SEAL KIT (FOR USN: 635SEQ, VIN: F2J79353, LINK BELT HTC-8675II HYDRAULIC CRANE), MFG P/N: 3J16889, MFG: LINK BELT CRANES | EACH | KIT | STK | 8 | 8 | 2016-06-01 11:36 | 68.07 | 64.83 | 68.07
GFM | 1700_CONTINGENCY | SB-C-02 |  | SEAL-000145 | SEAL KIT (FOR USN: 635SEQ, VIN: F2J79353, LINK BELT HTC-8675II HYDRAULIC CRANE), MFG P/N: 3J16904, MFG: LINK BELT CRANES | KIT | KIT | STK | 1 | 1 | 2018-07-24 | 703.28 | 669.83 | 703.28
GFM | 1700_CONTINGENCY | SB FLOOR |  | SEAL-000146 | SEAL KIT (FOR USN: 635SEQ, VIN: F2J79353, LINK BELT HTC-8675II HYDRAULIC CRANE), MFG P/N: 3J16905, MFG: LINK BELT CRANES | KIT | KIT | STK | 1 | 1 | 2018-08-16 10:41 | 2110 | 2009.65 | 2110
GFM | 1700_CONTINGENCY | SB-C-02 |  | SEAL-000147 | SEAL KIT (FOR USN: 635SEQ, VIN: F2J79353, LINK BELT HTC-8675II HYDRAULIC CRANE), MFG P/N: 3J17080, MFG: LINK BELT CRANES | KIT | KIT | STK | 1 | 1 | 2018-07-24 | 63.34 | 60.33 | 63.34
GFM | 1700_CONTINGENCY | SB-C-02 |  | SEAL-000148 | SEAL KIT (FOR USN: 635SEQ, VIN: F2J79353, LINK BELT HTC-8675II HYDRAULIC CRANE), MFG P/N: 3J17227, MFG: LINK BELT CRANES | KIT | KIT | STK | 1 | 1 | 2017-04-06 17:41 | 171.13 | 162.99 | 171.13
GFM | 1700_CONTINGENCY | SB-C-02 |  | SEAL-000149 | SEAL KIT (FOR USN: 635SEQ, VIN: F2J79353, LINK BELT HTC-8675II HYDRAULIC CRANE), MFG P/N: 3J17273, MFG: LINK BELT CRANES | KIT | KIT | STK | 1 | 1 | 2018-07-24 | 24.42 | 23.26 | 24.42
GFM | 1700_CONTINGENCY | SB-C-02 |  | SEAL-000150 | SEAL KIT (FOR USN: 635SEQ, VIN: F2J79353, LINK BELT HTC-8675II HYDRAULIC CRANE), MFG P/N: 3J17290, MFG: LINK BELT CRANES | KIT | KIT | STK | 1 | 1 | 2018-07-24 | 78.43 | 74.7 | 78.43
GFM | 1700_CONTINGENCY | SB-C-02 |  | SEAL-000151 | SEAL KIT (FOR USN: 635SEQ, VIN: F2J79353, LINK BELT HTC-8675II HYDRAULIC CRANE), MFG P/N: 3J17517, MFG: LINK BELT CRANES | KIT | KIT | STK | 1 | 1 | 2018-07-24 | 46.86 | 44.63 | 46.86
GFM | 1700_CONTINGENCY | SB-C-02 |  | SEAL-000152 | SEAL, LIP (FOR USN: 635SEQ, VIN: F2J79353, LINK BELT HTC-8675II HYDRAULIC CRANE), MFG P/N: 3J2272, MFG: LINK BELT CRANES | EACH | EACH | STK | 1 | 1 | 2018-07-24 | 6.42 | 6.11 | 6.42
GFM | 1700_CONTINGENCY | SB-C-02 |  | SEAL-000153 | SEAL, GASKET (FOR USN: 635SEQ, VIN: F2J79353, LINK BELT HTC-8675II HYDRAULIC CRANE), MFG P/N: 3J2273, MFG: LINK BELT CRANES | EACH | EACH | STK | 2 | 2 | 2018-07-24 | 1.48 | 1.41 | 1.48
GFM | 1700_CONTINGENCY | SB-C-02 |  | SEAL-000154 | SEAL KIT (FOR USN: 635SEQ, VIN: F2J79353, LINK BELT HTC-8675II HYDRAULIC CRANE), MFG P/N: 3J4384, MFG: LINK BELT CRANES | KIT | KIT | STK | 1 | 1 | 2018-07-24 | 11.79 | 11.23 | 11.79
GFM | 1700_CONTINGENCY | SB-C-02 |  | SEAL-000155 | SEAL, RETAINER (FOR USN: 635SEQ, VIN: F2J79353, LINK BELT HTC-8675II HYDRAULIC CRANE), MFG P/N: 3J9088, MFG: LINK BELT CRANES | EACH | EACH | STK | 1 | 1 | 2018-07-24 | 16.01 | 15.25 | 16.01
GFM | 1700_CONTINGENCY | SB-C-02 |  | SEAL-000156 | SEAL KIT (FOR USN: 635SEQ, VIN: F2J79353, LINK BELT HTC-8675II HYDRAULIC CRANE), MFG P/N: 3J9744, MFG: LINK BELT CRANES | KIT | KIT | STK | 1 | 1 | 2018-07-24 | 20.14 | 19.18 | 20.14
GFM | 1700_CONTINGENCY | SB-C-02 |  | SEAL-000157 | SEAL KIT (FOR USN: 635SEQ, VIN: F2J79353, LINK BELT HTC-8675II HYDRAULIC CRANE), MFG P/N: 3J9953, MFG: LINK BELT CRANES | KIT | KIT | STK | 1 | 1 | 2018-07-24 | 19.41 | 18.49 | 19.41
GFM | 1700_CONTINGENCY | SB-C-02 |  | SEAL-000158 | SEAL KIT (FOR USN: 635SEQ, VIN: F2J79353, LINK BELT HTC-8675II HYDRAULIC CRANE), MFG P/N: 3N1329, MFG: LINK BELT CRANES | KIT | KIT | STK | 1 | 1 | 2018-07-24 | 64.4 | 61.34 | 64.4
GFM | 1700_CONTINGENCY | SB-C-01 |  | SEAL-000172 | SEAL KIT (FOR USN: 620SEQ, VIN: F2J78353, LINK BELT HTC-8675 HYDRAULIC CRANE), MFG P/N: 3J16630, MFG: LINK BELT CRANES | KIT | KIT | STK | 1 | 1 | 2018-09-17 | 207.5 | 197.63 | 207.5
GFM | 1700_CONTINGENCY | SB-C-01 | MARDIAN EQUI | SEAL-000173 | SEAL KIT (FOR USN: 620SEQ, VIN: F2J78353, LINK BELT HTC-8675 HYDRAULIC CRANE), MFG P/N: 3J16630, MFG: LINK BELT CRANES | KIT | KIT | STK | 1 | 1 | 2019-02-11 15:28 | 255.39 | 255.39 | 255.39
GFM | 1700_CONTINGENCY | SB-C-01 | WEST PAC | SEAL-000175 | KIT, SEAL, P/N: 9372103587, MFG: MANITOWOC | EACH | EACH | STK | 4 | 4 | 2018-09-17 | 129.54 | 123.38 | 129.54
GFM | 1700_CONTINGENCY | SB FLOOR | WEST PAC | SEAL-000176 | KIT, SEAL, P/N: 9372103537, MFG: MANITOWOC | EACH | EACH | STK | 1 | 1 | 2018-09-26 14:56 | 31.07 | 29.59 | 31.07
GFM | 1700_CONTINGENCY | SB FLOOR | WEST PAC | SEAL-000177 | KIT, SEAL, 9364101830, MFG: MANITOWOC | EACH | EACH | STK | 1 | 1 | 2018-09-26 14:56 | 441.54 | 420.54 | 441.54
GFM | 1700_CONTINGENCY | SB-C-01 | WEST PAC | SEAL-000178 | KIT, SEAL, P/N: 9364101829, MFG: MANITOWOC | EACH | EACH | STK | 1 | 1 | 2018-09-17 | 1286.21 | 1225.04 | 1286.21
GFM | 1700_CONTINGENCY | SB-C-04 | MARDIAN EQUI | SEAL-000179 | KIT, SEAL, P/N: 3J 19285, MFG: LINK-BELT | EACH | EACH | STK | 2 | 2 | 2018-09-17 | 1236.33 | 1177.53 | 1236.33
GFM | 1700_CONTINGENCY | SB-C-02 | MARDIAN EQUI | SEAL-000180 | KIT, SEAL, P/N: 3J 17161, MFG: LINK-BELT | EACH | EACH | STK | 1 | 1 | 2016-07-13 15:35 | 24.3 | 23.14 | 24.3
GFM | 1700_CONTINGENCY | SB-B-02 | MARDIAN EQUI | SEAL-000180 | KIT, SEAL, P/N: 3J 17161, MFG: LINK-BELT | EACH | EACH | STK | 8 | 8 | 2016-06-01 11:40 | 24.3 | 23.14 | 24.3
GFM | 1700_CONTINGENCY | SB FLOOR | WEST PAC | SEAL-000181 | KIT, SEAL, P/N: 7-373-000002, MFG: MANITOWOC | EACH | EACH | STK | 4 | 4 | 2018-10-10 11:21 | 160.16 | 152.54 | 160.16
GFM | 1700_CONTINGENCY | SB-A-03 | MARDIAN EQUI | SEAL-000182 | KIT, SEAL, P/N: 3J 15591, MFG: LINK-BELT | EACH | EACH | STK | 1 | 1 | 2018-09-17 | 523.58 | 498.68 | 523.58
GFM | 1700_CONTINGENCY | SB-A-02 | MARDIAN EQUI | SEAL-000184 | SEAL, MFG PN: 3D1579, MFG: LINK BELT, (FOR USN: 634 SEQ) | EACH | EACH | STK | 2 | 2 | 2018-07-24 | 33.99 | 32.37 | 33.99
GFM | 1700_CONTINGENCY | SB-A-02 | MARDIAN EQUI | SEAL-000185 | SEAL, OIL, MFG P/N: 3D0346, MFG: LINK-BELT | EACH | EACH | STK | 2 | 2 | 2018-07-24 | 92.88 | 92.88 | 92.88
GFM | 1700_CONTINGENCY | SB-C-02 | MARDIAN EQUI | SEAL-000186 | SEAL, MFG P/N: 3D1591, MFG: LINK-BELT | EACH | EACH | STK | 2 | 2 | 2018-07-17 | 159.03 | 151.47 | 159.03
GFM | 1700_CONTINGENCY | SB-A-02 | MARDIAN EQUI | SEAL-000187 | SEAL KIT, MFG P/N: 3J17161, MFG: LINK-BELT | EACH | EACH | STK | 6 | 6 | 2018-07-24 | 26.43 | 26.43 | 26.43
GFM | 1700_CONTINGENCY | SB-B-03 | WEST PAC | SEAL-000188 | SEAL, MFG PN: 9437100884, MFG: MANITOWOC CRANE | EACH | EACH | STK | 6 | 6 | 2018-09-17 | 9.56 | 9.56 | 9.56
GFM | 1700_CONTINGENCY | SB-A-01 |  | SEAL-000189 | SEAL KIT FOR 1929880 MFG USN1198SEQ MFG P:N02313768 MFG MANITOWOC | EACH | EACH | STK | 1 | 1 | 2018-07-24 | 165.5 | 165.5 | 165.5
GFM | 1700_CONTINGENCY | SB-A-02 | MARDIAN EQUI | SEND-000001 | SENDER, TEMPERATURE (FOR USN: 634SEQ, VIN: J7J89973, 100 TON CRANE), MFG P/N: 47R0122, MFG: LINK BELT CRANES | EACH | EACH | STK | 1 | 1 | 2018-07-24 | 15.02 | 14.31 | 15.02
GFM | 1700_CONTINGENCY | SB-A-02 | MARDIAN EQUI | SEND-000002 | SENDER, OIL PRESSURE (FOR USN: 634SEQ, VIN: J7J89973, 100 TON CRANE), MFG P/N: D3R0194, MFG: LINK BELT CRANES | EACH | EACH | STK | 1 | 1 | 2018-07-24 | 77.75 | 74.05 | 77.75
GFM | 1700_CONTINGENCY | SB-C-04 |  | SEND-000003 | SENDER, PRESSURE (FOR USN: 635SEQ, VIN: F2J79353, LINK BELT HTC-8675II HYDRAULIC CRANE), MFG P/N: L8N0025, MFG: LINK BELT CRANES | EACH | EACH | STK | 1 | 1 | 2018-07-24 | 120.51 | 88.93 | 120.51
GFM | 1700_CONTINGENCY | SB-B-01 |  | SENS-000015 | SENSOR, ANGLE (FOR USN: 620SEQ, VIN: F2J78353, LINK BELT HTC-8675 HYDRAULIC CRANE), MFG P/N: 3L0368/A220210, MFG: LINK BELT CRANES | EACH | EACH | STK | 1 | 1 | 2018-07-24 | 1533.17 | 1460.26 | 1533.17
GFM | 1700_CONTINGENCY | SB-B-01 |  | SENS-000016 | SENSOR, FLAME (FOR USN: 620SEQ, VIN: F2J78353, LINK BELT HTC-8675 HYDRAULIC CRANE), MFG P/N: 3N0767, MFG: LINK BELT CRANES | EACH | EACH | STK | 1 | 1 | 2018-07-24 | 223.81 | 213.17 | 223.81
GFM | 1700_CONTINGENCY | SB-B-01 |  | SENS-000017 | SENSOR (FOR USN: 620SEQ, VIN: F2J78353, LINK BELT HTC-8675 HYDRAULIC CRANE), MFG P/N: 3N0768, MFG: LINK BELT CRANES | EACH | EACH | STK | 1 | 1 | 2018-07-24 | 126.57 | 120.55 | 126.57
GFM | 1700_CONTINGENCY | SB-B-01 |  | SENS-000018 | SENSOR, COOLANT, LEVEL (FOR USN: 620SEQ, VIN: F2J78353, LINK BELT HTC-8675 HYDRAULIC CRANE), MFG P/N: F2A0124, MFG: LINK BELT CRANES | EACH | EACH | STK | 1 | 1 | 2018-07-24 | 154.37 | 147.03 | 154.37
GFM | 1700_CONTINGENCY | SB-B-01 |  | SENS-000019 | SENSOR, TEMPERATURE (FOR USN: 620SEQ, VIN: F2J78353, LINK BELT HTC-8675 HYDRAULIC CRANE), MFG P/N: F2R0023, MFG: LINK BELT CRANES | EACH | EACH | STK | 1 | 1 | 2018-07-24 | 66.48 | 63.32 | 66.48
GFM | 1700_CONTINGENCY | SB-B-01 |  | SENS-000020 | SENSOR, MAGNETIC (FOR USN: 620SEQ, VIN: F2J78353, LINK BELT HTC-8675 HYDRAULIC CRANE), MFG P/N: F2R0026, MFG: LINK BELT CRANES | EACH | EACH | STK | 1 | 1 | 2018-07-24 | 97.09 | 92.47 | 97.09
GFM | 1700_CONTINGENCY | SB-B-01 |  | SENS-000021 | SENSOR, OUTLINE (FOR USN: 620SEQ, VIN: F2J78353, LINK BELT HTC-8675 HYDRAULIC CRANE), MFG P/N: 3A19433, MFG: LINK BELT CRANES | KIT | KIT | STK | 1 | 1 | 2018-07-24 | 375.62 | 357.76 | 375.62
GFM | 1700_CONTINGENCY | SB-A-02 | MARDIAN EQUI | SENS-000022 | SENSOR, COOLANT (FOR USN: 634SEQ, VIN: J7J89973, 100 TON CRANE), MFG P/N: 3A22197, MFG: LINK BELT CRANES | EACH | EACH | STK | 1 | 1 | 2018-07-24 | 82.84 | 78.9 | 82.84
GFM | 1700_CONTINGENCY | SB-D-02 |  | SENS-000023 | SENSOR, WHEEL, SPEED (FOR USN: 635SEQ, VIN: F2J79353, LINK BELT HTC-8675II HYDRAULIC CRANE), MFG P/N: N30R138, MFG: LINK BELT CRANES | EACH | EACH | STK | 1 | 1 | 2018-07-25 | 140.82 | 134.12 | 140.82
GFM | 1700_CONTINGENCY | SB-D-02 |  | SENS-000024 | SENSOR, RECTANGULAR PR (FOR USN: 635SEQ, VIN: F2J79353, LINK BELT HTC-8675II HYDRAULIC CRANE), MFG P/N: N4R0140, MFG: LINK BELT | EACH | EACH | STK | 1 | 1 | 2018-07-25 | 228.94 | 218.05 | 228.94
GFM | 1700_CONTINGENCY | SB-D-02 |  | SENS-000025 | SENSOR ASSEMBLY (FOR USN: 635SEQ, VIN: F2J79353, LINK BELT HTC-8675II HYDRAULIC CRANE), MFG P/N: 3A24696, MFG: LINK BELT CRANES | ASSEMBLY | ASSEMBLY | STK | 1 | 1 | 2018-07-25 | 136.67 | 130.17 | 136.67
GFM | 1700_CONTINGENCY | SB-D-02 |  | SENS-000026 | SENSOR, COOLANT LEVEL (FOR USN: 635SEQ, VIN: F2J79353, LINK BELT HTC-8675II HYDRAULIC CRANE), MFG P/N: 71A1150, MFG: LINK BELT CRANES | EACH | EACH | STK | 1 | 1 | 2018-07-25 | 111.19 | 105.9 | 111.19
GFM | 1700_CONTINGENCY | SB-D-02 |  | SENS-000027 | SENSOR, TEMPERATURE (FOR USN: 635SEQ, VIN: F2J79353, LINK BELT HTC-8675II HYDRAULIC CRANE), MFG P/N: F2R0023, MFG: LINK BELT CRANES | EACH | EACH | STK | 1 | 1 | 2017-04-06 17:46 | 66.48 | 63.32 | 66.48
GFM | 1700_CONTINGENCY | SB-D-02 |  | SENS-000028 | SENSOR, 18MM, DIA, PROXI (FOR USN: 635SEQ, VIN: F2J79353, LINK BELT HTC-8675II HYDRAULIC CRANE), MFG P/N: N4R0069, MFG: LINK BELT CRANES | EACH | EACH | STK | 2 | 2 | 2018-07-25 | 351.93 | 335.19 | 351.93
GFM | 1700_CONTINGENCY | SB-E-01 | WEST PAC | SENS-000033 | SENSOR, C/W, MFG PN:04157162, MFG: MANITOWOC | EACH | EACH | STK | 1 | 1 | 2018-08-17 16:02 | 734.23 | 734.23 | 734.23
GFM | 1700_CONTINGENCY | SB-E-01 | WEST PAC | SENS-000034 | SENSOR, LENGTH, MFG PN: 04157157, MFG: MANOTIWOC, FOR USN: 1198 SEQ | EACH | EACH | STK | 2 | 2 | 2018-07-25 | 774.03 | 774.03 | 774.03
GFM | 1700_CONTINGENCY | SB-A-02 |  | SENS-000035 | PROXIMITY SENSOR MFG USN634SEQ MFG PN:3J16612 MFG LINK BELT | EACH | EACH | STK | 1 | 1 | 2018-07-24 | 623.16 | 623.16 | 623.16
GFM | 1700_CONTINGENCY | SB-C-03 | ALTEC WORLD | SHAC-000001 | SHACKLE, WELDMENT, COMPONENT (FOR USN: 3756TBG, VIN: 1HTWJAZR77J362056, PRESSURE DIGGER TRUCK), MFG P/N: 70020290 | EACH | EACH | STK | 2 | 2 | 2018-07-24 | 147.18 | 94.5 | 147.18
GFM | 1700_CONTINGENCY | SB-F-02 |  | SHEA-000001 | SHEAVE (FOR USN: 635SEQ, VIN: P9J80086, CRANE TELESCOPING BOOM), MFG P/N: F7M0374S, MFG: LINK BELT CRANES | EACH | EACH | STK | 4 | 4 | 2019-02-07 08:10 | 517.37 | 492.77 | 517.37
GFM | 1700_CONTINGENCY | SB-D-03 | MARDIAN EQUI | SHEA-000003 | SHEAVE, NYLON (FOR USN: 635SEQ, VIN: P9J80086, CRANE TELESCOPING BOOM), MFG P/N: F7M0376, MFG: LINK BELT CRANES | EACH | EACH | STK | 6 | 6 | 2018-05-08 09:16 | 675.68 | 450.15 | 675.68
GFM | 1700_CONTINGENCY | SB-B-04 | MARDIAN EQUI | SHEA-000003 | SHEAVE, NYLON (FOR USN: 635SEQ, VIN: P9J80086, CRANE TELESCOPING BOOM), MFG P/N: F7M0376, MFG: LINK BELT CRANES | EACH | EACH | STK | 1 | 1 | 2018-06-14 15:44 | 675.68 | 450.15 | 675.68
GFM | 1700_CONTINGENCY | SB-F-02 | WEST PAC | SHEA-000005 | SHEAVE (FOR USN: 666SEQ, VIN: 226846, GROVE CRANE RT540E), FOR 5/8” ROPE, MFG P/N: 6718100030, MFG: MANITOWOC | KIT | ASSEMBLY | STK | 5 | 5 | 2018-07-25 | 523.24 | 498.36 | 523.24
GFM | 1700_CONTINGENCY | SB-A-01 | MARDIAN EQUI | SHEA-000006 | SHEAVE, NYLON (FOR USN: 634SEQ, VIN: J7J89973, 100 TON CRANE), MFG P/N: J7M0665, MFG: LINK BELT CRANE | ASSEMBLY | ASSEMBLY | STK | 3 | 3 | 2018-07-24 | 630.88 | 630.88 | 630.88
GFM | 1700_CONTINGENCY | SB-E-01 | WEST PAC | SHEA-000007 | SHEAVE (FOR USN: 3433TBG, VIN: 2NPLLD0X47M658483, PETERBILT CRANE), MFG P/N: 9086100229, MFG: MANITOWOC CRANE CARE | EACH | ASSEMBLY | STK | 1 | 1 | 2018-07-25 | 447.86 | 447.86 | 447.86
GFM | 1700_CONTINGENCY | SB-F-2 | WEST PAC | SHEA-000009 | SHEAVE, MFG PN: 02309368, 1121511, MFG: MANITOWOC CRANE, USN: 967SEQ | EACH | EACH | STK | 1 | 1 | 2016-11-08 16:51 | 223.07 | 223.07 | 223.07
GFM | 1700_CONTINGENCY | SB-D-03 | MARDIAN EQUI | SHEA-000010 | ASSEMBLY, SHEAVE, P/N: J7M0666, MFG: LINK-BELT | EACH | EACH | STK | 1 | 1 | 2018-09-26 14:56 | 666.99 | 635.27 | 666.99
GFM | 1700_CONTINGENCY | SB-D-03 | MARDIAN EQUI | SHEA-000011 | SHEAVE, ASSEMBLY, FOR USN: 634SEQ, MFG PN: J7M0666, MFG : LINK BELT | EACH | EACH | STK | 6 | 6 | 2018-07-25 | 752.09 | 716.32 | 752.09
GFM | 1700_CONTINGENCY | SB-F-02 |  | SHEA-000012 | SHEAVE, (FOR USN:967SEQ) MFG P/N:02229870 MFG MANITOWOC | EACH | EACH | STK | 7 | 7 | 2018-08-06 09:10 | 657.15 | 657.15 | 657.15
GFM | 1700_CONTINGENCY | SB-B-02 | MARDIAN EQUI | SHIM-000006 | SHIM (FOR USN: 634SEQ, VIN: J7J89973, 100 TON CRANE), MFG P/N: 1D0235, MFG: LINK BELT CRANES | EACH | EACH | STK | 6 | 6 | 2018-07-24 | 8.05 | 7.67 | 8.05
GFM | 1700_CONTINGENCY | SB-C-01 |  | SHIM-000008 | SHIM .007 MFG USN620SEQ PN:3H2078 MFG LINK BELT | EACH | EACH | STK | 2 | 2 | 2018-07-24 | 10.02 | 10.02 | 10.02
GFM | 1700_CONTINGENCY | SB-C-02 |  | SIGN-000002 | SIGNAL KIT, TURN (FOR USN: 635SEQ, VIN: F2J79353, LINK BELT HTC-8675II HYDRAULIC CRANE), MFG P/N: 3N1376, MFG: LINK BELT CRANES | KIT | KIT | STK | 1 | 1 | 2018-07-24 | 307.03 | 292.43 | 307.03
GFM | 1700_CONTINGENCY | SB-B-02 | MARDIAN EQUI | SLEV-000016 | SLEEVE (FOR USN: 634SEQ, VIN: J7J89973, 100 TON CRANE), MFG P/N: 3J14505, MFG: LINK BELT CRANES | EACH | EACH | STK | 1 | 1 | 2018-07-24 | 24.46 | 23.3 | 24.46
GFM | 1700_CONTINGENCY | SB-D-01 |  | SOCK-000024 | SOCKET ASSEMBLY, WEDGE (FOR USN: 3433TBG, VIN: 2NPLLD0X47M658483, PETERBILT CRANE), MFG P/N: 7826000640, MFG: MANITOWOC CRANE CARE | EACH | EACH | STK | 1 | 1 | 2018-07-24 | 197.49 | 188.1 | 197.49
GFM | 1700_CONTINGENCY | SB-A-01 |  | SOLE-000006 | SOLENOID AND CAP ASSY, 12V, (FOR USN: 1198SEQ, VIN: W091004507WG12073, GROVE GMK4115 CRANE), MFG P/N: 9926113288, MFG: MANITOWOC CRANE CARE | ASSEMBLY | ASSEMBLY | STK | 2 | 2 | 2018-07-24 | 601.46 | 572.86 | 601.46
GFM | 1700_CONTINGENCY | SB-B-02 | MARDIAN EQUI | SOLE-000007 | SOLENOID, PRE-PACK (FOR USN: 634SEQ, VIN: J7J89973, 100 TON CRANE), MFG P/N: 3J14510, MFG: LINK BELT CRANES | EACH | EACH | STK | 2 | 2 | 2016-06-01 11:39 | 170.42 | 162.32 | 170.42
GFM | 1700_CONTINGENCY | SB-C-02 |  | SOLE-000008 | SOLENOID (FOR USN: 635SEQ, VIN: F2J79353, LINK BELT HTC-8675II HYDRAULIC CRANE), MFG P/N: L8R0039, MFG: LINK BELT CRANES | EACH | EACH | STK | 1 | 1 | 2017-04-06 16:38 | 75.78 | 72.18 | 75.78
GFM | 1700_CONTINGENCY | SB-A-02 | MARDIAN EQUI | SPAC-000002 | SPACER, MFG PN: 3D1584, MFG: LINK BELT, (FOR USN: 634SEQ) | EACH | EACH | STK | 2 | 2 | 2018-07-24 | 118.59 | 112.95 | 118.59
GFM | 1700_CONTINGENCY | SB-A-02 | MARDIAN EQUI | SPAC-000003 | SPACER, MFG P/N: 3D1594, MFG: LINK-BELT | EACH | EACH | STK | 2 | 2 | 2018-07-24 | 100.12 | 95.36 | 100.12
GFM | 1700_CONTINGENCY | SB-A-02 | MARDIAN EQUI | SPAC-000004 | SPACER, SPRING, MFG P/N: 3D1595, MFG: LINK-BELT | EACH | EACH | STK | 2 | 2 | 2018-07-24 | 49.09 | 46.76 | 49.09
GFM | 1700_CONTINGENCY | SB-A-02 | MARDIAN EQUI | SPAC-000005 | SPACER, BEARING, MFG P/N: 3D1608, MFG: LINK-BELT | EACH | EACH | STK | 3 | 3 | 2018-07-24 | 101.3 | 101.3 | 101.3
GFM | 1700_CONTINGENCY | SB-B-02 | MARDIAN EQUI | SPAC-000006 | SPACER, BEARING, MFG P/N: 3D1608, MFG: LINK-BELT | EACH | EACH | STK | 3 | 3 | 2018-07-24 | 101.3 | 101.3 | 101.3
GFM | 1700_CONTINGENCY | SB-D-01 |  | SPRI-000019 | SPRING, C, (FOR USN: 3433TBG, VIN: 2NPLLD0X47M658483, PETERBILT CRANE), MFG P/N: 850139, MFG: MANITOWOC CRANE CARE | EACH | EACH | STK | 7 | 7 | 2017-08-16 | 0.67 | 0.64 | 0.67
GFM | 1700_CONTINGENCY | SB-D-01 |  | SPRI-000020 | SPRING, TENSION, (FOR USN: 3433TBG, VIN: 2NPLLD0X47M658483, PETERBILT CRANE), MFG P/N: 953005, MFG: MANITOWOC CRANE CARE | EACH | EACH | STK | 1 | 1 | 2018-07-24 | 8.5 | 8.1 | 8.5
GFM | 1700_CONTINGENCY | SB-D-01 |  | SPRI-000021 | SPRING, (FOR USN: 3433TBG, VIN: 2NPLLD0X47M658483, PETERBILT CRANE), MFG P/N: 9245100642, MFG: MANITOWOC CRANE CARE | EACH | EACH | STK | 2 | 2 | 2018-07-24 | 10.08 | 9.6 | 10.08
GFM | 1700_CONTINGENCY | SB-A-02 | MARDIAN EQUI | SPRI-000022 | SPRING, BRAKE, MFG P/N: 3D0726, MFG: LINK-BELT | EACH | EACH | STK | 26 | 26 | 2018-07-24 | 49.65 | 47.29 | 49.65
GFM | 1700_CONTINGENCY | SB-B-03 | WEST PAC | STAR-000002 | STARTER, (FOR USN: 1198SEQ, VIN: W091004507WG12073, GROVE GMK4115 CRANE), MFG P/N: 03144233, MFG: MANITOWOC CRANE CARE | EACH | EACH | STK | 1 | 1 | 2018-07-24 | 1912.85 | 1912.85 | 1912.85
GFM | 1700_CONTINGENCY | SB-B-03 | WEST PAC | STAR-000003 | STARTER, (FOR USN: 1198SEQ, VIN: W091004507WG12073, GROVE GMK4115 CRANE), MFG P/N: 03328278, MFG: MANITOWOC CRANE CARE | EACH | EACH | STK | 1 | 1 | 2018-07-24 | 931.23 | 931.23 | 931.23
GFM | 1700_CONTINGENCY | SB-D-01 | WEST PAC | STRA-000014 | STRAINER, MFG P/N: 9880100220, MFG: MANITOWOC | EACH | EACH | STK | 1 | 1 | 2018-07-24 | 125.63 | 125.63 | 125.63
GFM | 1700_CONTINGENCY | SB-B-03 | WEST PAC | STRA-000016 | STRAINER, MFG PN: 9880100237,MFG: MANITOWOC CRANE | EACH | EACH | STK | 1 | 1 | 2018-09-17 | 119.6 | 119.6 | 119.6
GFM | 1700_CONTINGENCY | SB-C-04 |  | STRI-000001 | STRIP, SAND (FOR USN: 635SEQ, VIN: P9J80086, CRANE TELESCOPING BOOM), MFG P/N: D6P0094, MFG: LINK BELT CRANES | EACH | EACH | STK | 9 | 9 | 2018-07-24 | 31.15 | 29.67 | 31.15
GFM | 1700_CONTINGENCY | SB-C-04 |  | STRI-000004 | STRIP, WEATHER (FOR USN: 635SEQ, VIN: P9J80086, CRANE TELESCOPING BOOM), MFG P/N: 824046001, MFG: LINK BELT CRANES | EACH | EACH | STK | 1 | 1 | 2018-07-24 | 3.93 | 3.74 | 3.93
GFM | 1700_CONTINGENCY | SB-C-04 |  | SWIT-000022 | SWITCH, WIPER/WASHER (FOR USN: 635SEQ, VIN: P9J80086, CRANE TELESCOPING BOOM), MFG P/N: N3N0290, MFG: LINK BELT CRANES | EACH | EACH | STK | 1 | 1 | 2018-07-24 | 45.97 | 43.78 | 45.97
GFM | 1700_CONTINGENCY | SB-A-01 |  | SWIT-000063 | SWITCH ASSY, A2B, 060-181, (FOR USN: 1198SEQ, VIN: W091004507WG12073, GROVE GMK4115 CRANE), MFG P/N: 9333103729, MFG: MANITOWOC CRANE CARE | ASSEMBLY | ASSEMBLY | STK | 1 | 1 | 2018-07-24 | 412.32 | 392.71 | 412.32
GFM | 1700_CONTINGENCY | SB-B-01 |  | SWIT-000067 | SWITCH, LIMIT, SPDT (FOR USN: 620SEQ, VIN: F2J78353, LINK BELT HTC-8675 HYDRAULIC CRANE), MFG P/N: E9R009, MFG: LINK BELT CRANES | EACH | EACH | STK | 1 | 1 | 2018-07-24 | 141.96 | 135.21 | 141.96
GFM | 1700_CONTINGENCY | SB-B-01 |  | SWIT-000068 | SWITCH, (3A22205BUL) (FOR USN: 620SEQ, VIN: F2J78353, LINK BELT HTC-8675 HYDRAULIC CRANE), MFG P/N: 28A5050, MFG: LINK BELT CRANES | EACH | EACH | STK | 1 | 1 | 2018-07-24 | 48.19 | 45.9 | 48.19
GFM | 1700_CONTINGENCY | SB-B-01 |  | SWIT-000069 | SWITCH, ROCKER (FOR USN: 620SEQ, VIN: F2J78353, LINK BELT HTC-8675 HYDRAULIC CRANE), MFG P/N: 28A5053, MFG: LINK BELT CRANES | EACH | EACH | STK | 1 | 1 | 2018-07-24 | 25.73 | 24.51 | 25.73
GFM | 1700_CONTINGENCY | SB-B-01 |  | SWIT-000070 | SWITCH, NEUTRAL (FOR USN: 620SEQ, VIN: F2J78353, LINK BELT HTC-8675 HYDRAULIC CRANE), MFG P/N: 36A1157, MFG: LINK BELT CRANES | EACH | EACH | STK | 1 | 1 | 2018-07-24 | 29.92 | 28.5 | 29.92
GFM | 1700_CONTINGENCY | SB-B-01 |  | SWIT-000071 | SWITCH, ROCKER, 2POS, DP (FOR USN: 620SEQ, VIN: F2J78353, LINK BELT HTC-8675 HYDRAULIC CRANE), MFG P/N: D6R0424, MFG: LINK BELT CRANES | EACH | EACH | STK | 1 | 1 | 2018-07-24 | 51.91 | 49.44 | 51.91
GFM | 1700_CONTINGENCY | SB-B-01 |  | SWIT-000072 | SWITCH, ROCKER (FOR USN: 620SEQ, VIN: F2J78353, LINK BELT HTC-8675 HYDRAULIC CRANE), MFG P/N: D6R0428, MFG: LINK BELT CRANES | EACH | EACH | STK | 1 | 1 | 2018-07-24 | 20.56 | 19.58 | 20.56
GFM | 1700_CONTINGENCY | SB-B-01 |  | SWIT-000073 | SWITCH, ROCKER (FOR USN: 620SEQ, VIN: F2J78353, LINK BELT HTC-8675 HYDRAULIC CRANE), MFG P/N: F7R0072, MFG: LINK BELT CRANES | EACH | EACH | STK | 1 | 1 | 2018-07-24 | 17.34 | 16.52 | 17.34
GFM | 1700_CONTINGENCY | SB-B-01 |  | SWIT-000074 | SWITCH, TOGGLE (FOR USN: 620SEQ, VIN: F2J78353, LINK BELT HTC-8675 HYDRAULIC CRANE), MFG P/N: I8A2676, MFG: LINK BELT CRANES | SET | SET | STK | 2 | 2 | 2018-07-24 | 55.87 | 53.21 | 55.87
GFM | 1700_CONTINGENCY | SB-B-01 |  | SWIT-000075 | SWITCH, OIL, PRESSURE (FOR USN: 620SEQ, VIN: F2J78353, LINK BELT HTC-8675 HYDRAULIC CRANE), MFG P/N: 71R0178, MFG: LINK BELT CRANES | EACH | EACH | STK | 1 | 1 | 2018-07-24 | 114.58 | 109.13 | 114.58
GFM | 1700_CONTINGENCY | SB-B-01 |  | SWIT-000076 | SWITCH, ROCKER (FOR USN: 620SEQ, VIN: F2J78353, LINK BELT HTC-8675 HYDRAULIC CRANE), MFG P/N: D6R0273, MFG: LINK BELT CRANES | EACH | EACH | STK | 1 | 1 | 2018-07-24 | 28.51 | 27.15 | 28.51
GFM | 1700_CONTINGENCY | SB-D-01 |  | SWIT-000077 | SWITCH, (FOR USN: 3433TBG, VIN: 2NPLLD0X47M658483, PETERBILT CRANE), MFG P/N: 146714, MFG: MANITOWOC CRANE CARE | EACH | EACH | STK | 1 | 1 | 2018-07-24 | 37.34 | 35.56 | 37.34
GFM | 1700_CONTINGENCY | SB-D-01 |  | SWIT-000079 | SWITCH, ROCKER, (FOR USN: 3433TBG, VIN: 2NPLLD0X47M658483, PETERBILT CRANE), MFG P/N: 9245100665, MFG: MANITOWOC CRANE CARE | EACH | EACH | STK | 2 | 2 | 2018-07-24 | 32.99 | 31.42 | 32.99
GFM | 1700_CONTINGENCY | SB-D-01 |  | SWIT-000080 | SWITCH, KEY, (FOR USN: 3433TBG, VIN: 2NPLLD0X47M658483, PETERBILT CRANE), MFG P/N: 147131, MFG: MANITOWOC CRANE CARE | EACH | EACH | STK | 1 | 1 | 2018-07-24 | 56.09 | 53.42 | 56.09
GFM | 1700_CONTINGENCY | SB-D-01 |  | SWIT-000081 | SWITCH, TEMPERATURE, (FOR USN: 3433TBG, VIN: 2NPLLD0X47M658483, PETERBILT CRANE), MFG P/N: 144067, MFG: MANITOWOC CRANE CARE | EACH | EACH | STK | 1 | 1 | 2018-07-24 | 189.15 | 180.15 | 189.15
GFM | 1700_CONTINGENCY | SB-F-01 |  | SWIT-000082 | SWITCH, (FOR USN: 666SEQ, VIN: 226846, GROVE CRANE RT540E), MFG P/N: 9333102230, MFG: MANITOWOC CRANE CARE | EACH | EACH | STK | 1 | 1 | 2018-07-25 | 305.37 | 290.85 | 305.37
GFM | 1700_CONTINGENCY | SB-F-01 |  | SWIT-000083 | SWITCH, SEAT (FOR USN: 666SEQ, VIN: 226846, GROVE CRANE RT540E), MFG P/N: 7872001408, MFG: MANITOWOC CRANE CARE | EACH | EACH | STK | 1 | 1 | 2018-07-25 | 53.62 | 51.07 | 53.62
GFM | 1700_CONTINGENCY | SB-D-01 |  | SWIT-000084 | SWITCH-LK ROCKER, ON-N-ON, DPDT, (FOR USN: 3433TBG, VIN: 2NPLLD0X47M658483, PETERBILT CRANE), MFG P/N: 7872100004, MFG: MANITOWOC CRANE CARE | EACH | EACH | STK | 1 | 1 | 2018-07-24 | 27.37 | 26.07 | 27.37
GFM | 1700_CONTINGENCY | SB-A-02 | MARDIAN EQUI | SWIT-000085 | SWITCH, LIMIT (FOR USN: 634SEQ, VIN: J7J89973, 100 TON CRANE), MFG P/N: 69R0092, MFG: LINK BELT CRANES | EACH | EACH | STK | 1 | 1 | 2018-07-24 | 338.49 | 322.39 | 338.49
GFM | 1700_CONTINGENCY | SB-A-02 | MARDIAN EQUI | SWIT-000086 | SWITCH, LIMIT (FOR USN: 634SEQ, VIN: J7J89973, 100 TON CRANE), MFG P/N: D3R0049, MFG: LINK BELT CRANES | EACH | EACH | STK | 1 | 1 | 2018-07-24 | 140.58 | 133.89 | 140.58
GFM | 1700_CONTINGENCY | SB-A-02 | MARDIAN EQUI | SWIT-000087 | SWITCH, ATB (FOR USN: 634SEQ, VIN: J7J89973, 100 TON CRANE), MFG P/N: E8L00014, MFG: LINK BELT CRANES | EACH | EACH | STK | 1 | 1 | 2018-07-24 | 290.32 | 276.51 | 290.32
GFM | 1700_CONTINGENCY | SB-A-02 | MARDIAN EQUI | SWIT-000088 | SWITCH, 18MM, PROXIMITY (FOR USN: 634SEQ, VIN: J7J89973, 100 TON CRANE), MFG P/N: F1R0033, MFG: LINK BELT CRANES | EACH | EACH | STK | 1 | 1 | 2017-04-06 17:13 | 345.13 | 328.72 | 345.13
GFM | 1700_CONTINGENCY | SB-A-02 | MARDIAN EQUI | SWIT-000089 | SWITCH (FOR USN: 634SEQ, VIN: J7J89973, 100 TON CRANE), MFG P/N: 3N0527, MFG: LINK BELT CRANES | EACH | EACH | STK | 1 | 1 | 2018-07-24 | 19.94 | 18.99 | 19.94
GFM | 1700_CONTINGENCY | SB-A-02 | MARDIAN EQUI | SWIT-000090 | SWITCH (FOR USN: 634SEQ, VIN: J7J89973, 100 TON CRANE), MFG P/N: 45J0781, MFG: LINK BELT CRANES | EACH | EACH | STK | 1 | 1 | 2018-07-24 | 11.61 | 11.06 | 11.61
GFM | 1700_CONTINGENCY | SB-A-02 | MARDIAN EQUI | SWIT-000091 | SWITCH, TURN SIGNAL (FOR USN: 634SEQ, VIN: J7J89973, 100 TON CRANE), MFG P/N: 3N0548, MFG: LINK BELT CRANES | EACH | EACH | STK | 1 | 1 | 2018-07-24 | 336.74 | 320.73 | 336.74
GFM | 1700_CONTINGENCY | SB-A-02 | MARDIAN EQUI | SWIT-000092 | MICROSWITCH (FOR USN: 634SEQ, VIN: J7J89973, 100 TON CRANE), MFG P/N: 3R1578, MFG: LINK BELT CRANES | EACH | EACH | STK | 1 | 1 | 2018-07-24 | 66.65 | 63.48 | 66.65
GFM | 1700_CONTINGENCY | SB-C-02 |  | SWIT-000093 | SWITCH, ROCKER (FOR USN: 635SEQ, VIN: F2J79353, LINK BELT HTC-8675II HYDRAULIC CRANE), MFG P/N: 28A5053, MFG: LINK BELT CRANES | EACH | EACH | STK | 2 | 2 | 2018-07-24 | 25.73 | 24.51 | 25.73
GFM | 1700_CONTINGENCY | SB-C-02 |  | SWIT-000094 | SWITCH, NEUTRAL, SAFETY (FOR USN: 635SEQ, VIN: F2J79353, LINK BELT HTC-8675II HYDRAULIC CRANE), MFG P/N: 3A23649, MFG: LINK BELT | EACH | EACH | STK | 2 | 2 | 2018-07-24 | 59.24 | 56.42 | 59.24
GFM | 1700_CONTINGENCY | SB-C-02 |  | SWIT-000095 | SWITCH KIT, IGNITION (FOR USN: 635SEQ, VIN: F2J79353, LINK BELT HTC-8675II HYDRAULIC CRANE), MFG P/N: 3N1377, MFG: LINK BELT CRANES | KIT | KIT | STK | 1 | 1 | 2017-04-06 17:49 | 154.85 | 147.49 | 154.85
GFM | 1700_CONTINGENCY | SB-C-02 |  | SWIT-000096 | SWITCH (FOR USN: 635SEQ, VIN: F2J79353, LINK BELT HTC-8675II HYDRAULIC CRANE), MFG P/N: 45J0781, MFG: LINK BELT CRANES | EACH | EACH | STK | 2 | 2 | 2018-07-24 | 12.07 | 11.5 | 12.07
GFM | 1700_CONTINGENCY | SB-C-02 |  | SWIT-000097 | SWITCH (FOR USN: 635SEQ, VIN: F2J79353, LINK BELT HTC-8675II HYDRAULIC CRANE), MFG P/N: 47R0105, MFG: LINK BELT CRANES | EACH | EACH | STK | 1 | 1 | 2018-07-24 | 31.2 | 29.72 | 31.2
GFM | 1700_CONTINGENCY | SB-C-02 |  | SWIT-000098 | SWITCH, TOGGLE (FOR USN: 635SEQ, VIN: F2J79353, LINK BELT HTC-8675II HYDRAULIC CRANE), MFG P/N: 47R0107, MFG: LINK BELT CRANES | EACH | EACH | STK | 1 | 1 | 2018-07-24 | 39.53 | 37.65 | 39.53
GFM | 1700_CONTINGENCY | SB-C-02 |  | SWIT-000099 | SWITCH, IGNITION (FOR USN: 635SEQ, VIN: F2J79353, LINK BELT HTC-8675II HYDRAULIC CRANE), MFG P/N: 57R0027, MFG: LINK BELT CRANES | EACH | EACH | STK | 1 | 1 | 2018-07-24 | 31.12 | 29.64 | 31.12
GFM | 1700_CONTINGENCY | SB-C-02 |  | SWIT-000100 | SWITCH, TOGGLE (FOR USN: 635SEQ, VIN: F2J79353, LINK BELT HTC-8675II HYDRAULIC CRANE), MFG P/N: 58R0120, MFG: LINK BELT CRANES | EACH | EACH | STK | 1 | 1 | 2018-07-24 | 29.87 | 28.45 | 29.87
GFM | 1700_CONTINGENCY | SB-C-02 |  | SWIT-000101 | SWITCH, STEER LOCK, INDICATOR (FOR USN: 635SEQ, VIN: F2J79353, LINK BELT HTC-8675II HYDRAULIC CRANE), MFG P/N: 71A0511, MFG: LINK | EACH | EACH | STK | 1 | 1 | 2018-07-24 | 92.45 | 88.05 | 92.45
GFM | 1700_CONTINGENCY | SB-C-02 |  | SWIT-000102 | SWITCH, DOOR JAM (FOR USN: 635SEQ, VIN: F2J79353, LINK BELT HTC-8675II HYDRAULIC CRANE), MFG P/N: 71N0013, MFG: LINK BELT CRANES | EACH | EACH | STK | 1 | 1 | 2018-07-24 | 19.63 | 18.7 | 19.63
GFM | 1700_CONTINGENCY | SB-C-02 |  | SWIT-000104 | SWITCH, ROCKER, 2 POS, DP (FOR USN: 635SEQ, VIN: F2J79353, LINK BELT HTC-8675II HYDRAULIC CRANE), MFG P/N: D6R0424, MFG: LINK BELT CRANES | EACH | EACH | STK | 1 | 1 | 2018-07-24 | 51.91 | 49.44 | 51.91
GFM | 1700_CONTINGENCY | SB-C-02 |  | SWIT-000105 | SWITCH, ROCKER (FOR USN: 635SEQ, VIN: F2J79353, LINK BELT HTC-8675II HYDRAULIC CRANE), MFG P/N: N3R0070, MFG: LINK BELT CRANES | EACH | EACH | STK | 1 | 1 | 2018-07-24 | 70.38 | 67.03 | 70.38
GFM | 1700_CONTINGENCY | SB-C-02 |  | SWIT-000106 | SWITCH, ROCKER (FOR USN: 635SEQ, VIN: F2J79353, LINK BELT HTC-8675II HYDRAULIC CRANE), MFG P/N: N3R0071, MFG: LINK BELT CRANES | EACH | EACH | STK | 1 | 1 | 2018-07-24 | 70.38 | 67.03 | 70.38
GFM | 1700_CONTINGENCY | SB-C-02 |  | SWIT-000107 | SWITCH, SPEED (FOR USN: 635SEQ, VIN: F2J79353, LINK BELT HTC-8675II HYDRAULIC CRANE), MFG P/N: N3R0131, MFG: LINK BELT CRANES | EACH | EACH | STK | 1 | 1 | 2018-07-24 | 590.65 | 562.56 | 590.65
GFM | 1700_CONTINGENCY | SB-C-02 |  | SWIT-000108 | SWITCH, LK, DPDT (FOR USN: 635SEQ, VIN: F2J79353, LINK BELT HTC-8675II HYDRAULIC CRANE), MFG P/N: N3R0194, MFG: LINK BELT CRANES | EACH | EACH | STK | 1 | 1 | 2018-07-24 | 57.27 | 54.55 | 57.27
GFM | 1700_CONTINGENCY | SB-C-02 |  | SWIT-000109 | SWITCH, TRANSMISSION (FOR USN: 635SEQ, VIN: F2J79353, LINK BELT HTC-8675II HYDRAULIC CRANE), MFG P/N: P9A0118, MFG: LINK BELT | EACH | EACH | STK | 1 | 1 | 2018-07-24 | 664.5 | 632.9 | 664.5
GFM | 1700_CONTINGENCY | SB-C-02 |  | SWIT-000111 | SWITCH, KEY, W/NUT (FOR USN: 635SEQ, VIN: F2J79353, LINK BELT HTC-8675II HYDRAULIC CRANE), MFG P/N: F7R0108, MFG: LINK BELT CRANES | EACH | EACH | STK | 1 | 1 | 2017-04-06 16:38 | 27 | 25.72 | 27
GFM | 1700_CONTINGENCY | SB-C-02 |  | SWIT-000112 | SWITCH, INTERAXLE (FOR USN: 635SEQ, VIN: F2J79353, LINK BELT HTC-8675II HYDRAULIC CRANE), MFG P/N: F8A0786, MFG: LINK BELT CRANES | EACH | EACH | STK | 1 | 1 | 2018-07-24 | 124.98 | 119.04 | 124.98
GFM | 1700_CONTINGENCY | SB-C-01 |  | SWIT-000113 | SWITCH, PRESSURE (FOR USN: 635SEQ, VIN: F2J79353, LINK BELT HTC-8675II HYDRAULIC CRANE), MFG P/N: 28A5045, MFG: LINK BELT CRANES | EACH | EACH | STK | 2 | 2 | 2016-06-01 11:37 | 67.52 | 64.31 | 67.52
GFM | 1700_CONTINGENCY | SB-C-02 |  | SWIT-000113 | SWITCH, PRESSURE (FOR USN: 635SEQ, VIN: F2J79353, LINK BELT HTC-8675II HYDRAULIC CRANE), MFG P/N: 28A5045, MFG: LINK BELT CRANES | EACH | EACH | STK | 1 | 1 | 2018-07-24 | 67.52 | 64.31 | 67.52
GFM | 1700_CONTINGENCY | SB-C-02 |  | SWIT-000114 | SWITCH, REED (FOR USN: 635SEQ, VIN: F2J79353, LINK BELT HTC-8675II HYDRAULIC CRANE), MFG P/N: 3A24601, MFG: LINK BELT CRANES | EACH | EACH | STK | 1 | 1 | 2018-07-24 | 218.13 | 207.76 | 218.13
GFM | 1700_CONTINGENCY | SB-C-02 |  | SWIT-000115 | SWITCH, PRESSURE (FOR USN: 635SEQ, VIN: F2J79353, LINK BELT HTC-8675II HYDRAULIC CRANE), MFG P/N: 3J13373, MFG: LINK BELT CRANES | EACH | EACH | STK | 1 | 1 | 2018-07-24 | 168.26 | 160.26 | 168.26
GFM | 1700_CONTINGENCY | SB-C-02 |  | SWIT-000116 | SWITCH, THERMOSTAT (FOR USN: 635SEQ, VIN: F2J79353, LINK BELT HTC-8675II HYDRAULIC CRANE), MFG P/N: 3N1238, MFG: LINK BELT CRANES | EACH | EACH | STK | 1 | 1 | 2018-07-24 | 55.29 | 52.66 | 55.29
GFM | 1700_CONTINGENCY | SB-C-02 |  | SWIT-000117 | SWITCH, VLV, AIR RIDE, SU (FOR USN: 635SEQ, VIN: F2J79353, LINK BELT HTC-8675II HYDRAULIC CRANE), MFG P/N: C5A1703, MFG: LINK BELT CRANES | EACH | EACH | STK | 1 | 1 | 2018-07-24 | 135.61 | 129.16 | 135.61
GFM | 1700_CONTINGENCY | SB-C-04 |  | SWIT-000119 | SWITCH, ATB, W/LOCKOUT (FOR USN: 635SEQ, VIN: F2J79353, LINK BELT HTC-8675II HYDRAULIC CRANE), MFG P/N: E8L0043, MFG: LINK BELT CRANES | EACH | EACH | STK | 3 | 3 | 2018-07-24 | 292.24 | 278.34 | 292.24
GFM | 1700_CONTINGENCY | SB-E-02 |  | SWIT-000119 | SWITCH, ATB, W/LOCKOUT (FOR USN: 635SEQ, VIN: F2J79353, LINK BELT HTC-8675II HYDRAULIC CRANE), MFG P/N: E8L0043, MFG: LINK BELT CRANES | EACH | EACH | STK | 2 | 2 | 2016-06-01 11:39 | 292.24 | 278.34 | 292.24
GFM | 1700_CONTINGENCY | SB-B-03 |  | SWIT-000119 | SWITCH, ATB, W/LOCKOUT (FOR USN: 635SEQ, VIN: F2J79353, LINK BELT HTC-8675II HYDRAULIC CRANE), MFG P/N: E8L0043, MFG: LINK BELT CRANES | EACH | EACH | STK | 2 | 2 | 2016-06-01 11:35 | 292.24 | 278.34 | 292.24
GFM | 1700_CONTINGENCY | SB-C-02 |  | SWIT-000121 | SWITCH, PROXIMITY (FOR USN: 635SEQ, VIN: F2J79353, LINK BELT HTC-8675II HYDRAULIC CRANE), MFG P/N: F1R0033, MFG: LINK BELT CRANES | EACH | EACH | STK | 1 | 1 | 2018-07-24 | 358.94 | 341.87 | 358.94
GFM | 1700_CONTINGENCY | SB-C-02 |  | SWIT-000122 | SWITCH, PROXIMITY, W/CONNECTOR (FOR USN: 635SEQ, VIN: F2J79353, LINK BELT HTC-8675II HYDRAULIC CRANE), MFG P/N: F1R0042S, MFG: LINK BELT CRANES | EACH | EACH | STK | 1 | 1 | 2018-07-24 | 366.48 | 349.05 | 366.48
GFM | 1700_CONTINGENCY | SB-C-02 |  | SWIT-000123 | SWITCH, TRINARY PRESSURE (FOR USN: 635SEQ, VIN: F2J79353, LINK BELT HTC-8675II HYDRAULIC CRANE), MFG P/N: L8N0064, MFG: LINK BELT CRANES | EACH | EACH | STK | 1 | 1 | 2018-07-24 | 78.03 | 74.32 | 78.03
GFM | 1700_CONTINGENCY | SB-C-02 |  | SWIT-000125 | SWITCH, BINARY, A/C (FOR USN: 635SEQ, VIN: F2J79353, LINK BELT HTC-8675II HYDRAULIC CRANE), MFG P/N: J7J0558, MFG: LINK BELT CRANES | EACH | EACH | STK | 1 | 1 | 2018-07-24 | 66.23 | 63.08 | 66.23
GFM | 1700_CONTINGENCY | SB-A-01 |  | SWIT-000136 | ROCKER SWITCH INTERRUPTEUR MFG USN1198SEQ PN:01922247 MFG MANITOWOC | EACH | EACH | STK | 1 | 1 | 2018-07-24 | 21.07 | 21.07 | 21.07
GFM | 1700_CONTINGENCY | SB-A-01 |  | SWIT-000137 | TOGGLE SWITCH/INTERRUPTEUR MFG USN1198SEQ MFG PN:02215148 MFG MANITOWOC | EACH | EACH | STK | 1 | 1 | 2018-07-24 | 23.54 | 23.54 | 23.54
GFM | 1700_CONTINGENCY | SB-A-02 |  | SWIT-000138 | CONNECTOR PROXIMITY SWITCH MFG USN634SEQ MFG PN:J7R0051 MFG LINK BELT | EACH | EACH | STK | 1 | 1 | 2018-07-24 | 86.19 | 86.19 | 86.19
GFM | 1700_CONTINGENCY | SB-B-02 |  | TANK-000006 | FILLER TANK MFG USN634SEQ MFG PN:69J0611 MFG LINK BELT | EACH | EACH | STK | 1 | 1 | 2018-07-24 | 221.21 | 210.69 | 221.21
GFM | 1700_CONTINGENCY | SB-C-02 |  | TERM-000002 | TERMINAL (FOR USN: 635SEQ, VIN: F2J79353, LINK BELT HTC-8675II HYDRAULIC CRANE), MFG P/N: 65R0047, MFG: LINK BELT CRANES | EACH | EACH | STK | 5 | 5 | 2018-07-24 | 1.48 | 1.41 | 1.48
GFM | 1700_CONTINGENCY | SB-C-02 |  | TERM-000003 | TERMINAL, ATB RECEPT (FOR USN: 635SEQ, VIN: F2J79353, LINK BELT HTC-8675II HYDRAULIC CRANE), MFG P/N: E8L0003, MFG: LINK BELT CRANES | EACH | EACH | STK | 2 | 2 | 2018-07-24 | 33.69 | 32.09 | 33.69
GFM | 1700_CONTINGENCY | SB-C-02 |  | TERM-000004 | TERMINAL, ATB PLUG (FOR USN: 635SEQ, VIN: F2J79353, LINK BELT HTC-8675II HYDRAULIC CRANE), MFG P/N: E8L0004, MFG: LINK BELT CRANES | EACH | EACH | STK | 2 | 2 | 2018-07-24 | 33.03 | 31.46 | 33.03
GFM | 1700_CONTINGENCY | SB-C-04 |  | TERM-000005 | TERMINATOR, WEDGE (FOR USN: 635SEQ, VIN: P9J80086, CRANE TELESCOPING BOOM), .75, MFG P/N: N3Y0002, MFG: LINK BELT CRANES | EACH | EACH | STK | 1 | 1 | 2018-07-24 | 6.36 | 6.06 | 6.36
GFM | 1700_CONTINGENCY | SB-C-04 |  | TERM-000006 | TERMINAL, SOCKET (FOR USN: 635SEQ, VIN: P9J80086, CRANE TELESCOPING BOOM), .63/.75, MFG P/N: N3Y0003, MFG: LINK BELT | EACH | EACH | STK | 1 | 1 | 2018-07-24 | 215.41 | 205.17 | 215.41
GFM | 1700_CONTINGENCY | SB-F-01 |  | THIM-000001 | THIMBLE, CABLE, 1/8 (FOR USN: 666SEQ, VIN: 226846, GROVE CRANE RT540E), MFG P/N: 9333103697, MFG: MANITOWOC CRANE CARE | EACH | EACH | STK | 1 | 1 | 2018-07-25 | 7.39 | 7.04 | 7.39
GFM | 1700_CONTINGENCY | SB-B-01 |  | TREA-000001 | TREADLE, ELECTRON, DDEC (FOR USN: 620SEQ, VIN: F2J78353, LINK BELT HTC-8675 HYDRAULIC CRANE), MFG P/N: 8A6826, MFG: LINK BELT CRANES | EACH | EACH | STK | 2 | 2 | 2018-08-17 16:08 | 612.08 | 582.97 | 612.08
GFM | 1700_CONTINGENCY | SB-A-04 |  | TUBE-000002 | TUBE (FOR USN: 635SEQ, VIN: P9J80086, CRANE TELESCOPING BOOM), MFG P/N: P9J0040, MFG: LINK BELT CRANES | ASSEMBLY | ASSEMBLY | STK | 1 | 1 | 2018-07-24 | 244.56 | 232.93 | 244.56
GFM | 1700_CONTINGENCY | SB-C-04 |  | TUBE-000003 | TUBE (FOR USN: 635SEQ, VIN: P9J80086, CRANE TELESCOPING BOOM), MFG P/N: N3J0622, MFG: LINK BELT CRANES | ASSEMBLY | ASSEMBLY | STK | 1 | 1 | 2018-07-24 | 28.3 | 26.95 | 28.3
GFM | 1700_CONTINGENCY | SB-B-04 |  | TUBE-000004 | TUBE (FOR USN: 635SEQ, VIN: P9J80086, CRANE TELESCOPING BOOM), MFG P/N: P9J0046, MFG: LINK BELT CRANES | EACH | EACH | STK | 1 | 1 | 2018-07-24 | 211.2 | 201.16 | 211.2
GFM | 1700_CONTINGENCY | SB-A-04 |  | TUBE-000005 | TUBE (FOR USN: 635SEQ, VIN: P9J80086, CRANE TELESCOPING BOOM), MFG P/N: P9J0061, MFG: LINK BELT CRANES | ASSEMBLY | ASSEMBLY | STK | 1 | 1 | 2017-04-06 17:54 | 106.25 | 90.64 | 106.25
GFM | 1700_CONTINGENCY | SB-A-04 |  | TUBE-000008 | TUBE (FOR USN: 635SEQ, VIN: P9J80086, CRANE TELESCOPING BOOM), MFG P/N: P9J0059, MFG: LINK BELT CRANES | ASSEMBLY | ASSEMBLY | STK | 1 | 1 | 2018-07-24 | 376.18 | 358.29 | 376.18
GFM | 1700_CONTINGENCY | SB-A-04 |  | TUBE-000010 | TUBE (FOR USN: 635SEQ, VIN: P9J80086, CRANE TELESCOPING BOOM), MFG P/N: P9J0062, MFG: LINK BELT CRANES | ASSEMBLY | ASSEMBLY | STK | 1 | 1 | 2017-04-06 17:54 | 68.29 | 60.82 | 68.29
GFM | 1700_CONTINGENCY | SB-A-04 |  | TUBE-000014 | TUBE (FOR USN: 635SEQ, VIN: P9J80086, CRANE TELESCOPING BOOM), MFG P/N: N3J0107, MFG: LINK BELT CRANES | ASSEMBLY | ASSEMBLY | STK | 1 | 1 | 2018-07-24 | 98.25 | 91.55 | 98.25
GFM | 1700_CONTINGENCY | SB-A-04 |  | TUBE-000022 | TUBE, ASSEMBLY (FOR USN: 635SEQ, VIN: P9J80086, CRANE TELESCOPING BOOM), MFG P/N: N3J0306, MFG: LINK BELT CRANES | EACH | ASSEMBLY | STK | 1 | 1 | 2018-07-24 | 133.76 | 127.4 | 133.76
GFM | 1700_CONTINGENCY | SB-B-04 |  | TUBE-000024 | TUBE, ASSEMBLY (FOR USN: 635SEQ, VIN: P9J80086, CRANE TELESCOPING BOOM), MFG P/N: P9A0181, MFG: LINK BELT CRANES | EACH | EACH | STK | 1 | 1 | 2018-07-24 | 1631.65 | 1554.05 | 1631.65
GFM | 1700_CONTINGENCY | SB-A-04 |  | TUBE-000026 | TUBE, ASSEMBLY (FOR USN: 635SEQ, VIN: P9J80086, CRANE TELESCOPING BOOM), MFG P/N: P9J0134, MFG: LINK BELT CRANES | ASSEMBLY | ASSEMBLY | STK | 1 | 1 | 2018-07-24 | 265.02 | 252.42 | 265.02
GFM | 1700_CONTINGENCY | SB-A-04 |  | TUBE-000027 | TUBE, ASSEMBLY (FOR USN: 635SEQ, VIN: P9J80086, CRANE TELESCOPING BOOM), MFG P/N: N3J0429, MFG: LINK BELT CRANES | ASSEMBLY | ASSEMBLY | STK | 1 | 1 | 2018-07-24 | 88.22 | 84.02 | 88.22
GFM | 1700_CONTINGENCY | SB-A-04 |  | TUBE-000028 | TUBE, ASSEMBLY (FOR USN: 635SEQ, VIN: P9J80086, CRANE TELESCOPING BOOM), MFG P/N: N3J0430, MFG: LINK BELT CRANES | ASSEMBLY | EACH | STK | 1 | 1 | 2018-07-24 | 106.33 | 101.27 | 106.33
GFM | 1700_CONTINGENCY | SB-C-04 |  | TUBE-000033 | TUBE, ASSEMBLY (FOR USN: 635SEQ, VIN: P9J80086, CRANE TELESCOPING BOOM), MFG P/N: P9J0045, MFG: LINK BELT CRANES | ASSEMBLY | ASSEMBLY | STK | 1 | 1 | 2018-07-24 | 40.79 | 38.85 | 40.79
GFM | 1700_CONTINGENCY | SB-F-01 | WEST PAC | TUBE-000035 | TUBE ASSEMBLY (FOR USN: 666SEQ, VIN: 226846, GROVE CRANE RT540E), P BR CHARGE TO TUBE, MFG P/N: 7910101518, MFG: MANITOWOC | ASSEMBLY | ASSEMBLY | STK | 1 | 1 | 2018-07-25 | 139.55 | 132.91 | 139.55
GFM | 1700_CONTINGENCY | SB-E-02 | WEST PAC | TUBE-000036 | TUBE ASSEMBLY (FOR USN: 666SEQ, VIN: 226846, GROVE CRANE RT540E), LS BR CHARGE TO TUBE, MFG P/N: 7910101519, MFG: MANITOWOC | ASSEMBLY | ASSEMBLY | STK | 1 | 1 | 2018-07-25 | 139.55 | 132.91 | 139.55
GFM | 1700_CONTINGENCY | SB-E-02 | WEST PAC | TUBE-000037 | TUBE ASSEMBLY (FOR USN: 666SEQ, VIN: 226846, GROVE CRANE RT540E), T BR CHARGE TO TUBE, MFG P/N: 7910101520, MFG: MANITOWOC | ASSEMBLY | ASSEMBLY | STK | 1 | 1 | 2018-07-25 | 197.05 | 187.68 | 197.05
GFM | 1700_CONTINGENCY | SB-E-02 | WEST PAC | TUBE-000038 | TUBE ASSEMBLY (FOR USN: 666SEQ, VIN: 226846, GROVE CRANE RT540E), SEL TO TEE RET, MFG P/N: 7910101473, MFG: MANITOWOC | ASSEMBLY | ASSEMBLY | STK | 1 | 1 | 2018-07-25 | 159.53 | 151.94 | 159.53
GFM | 1700_CONTINGENCY | SB-E-02 | WEST PAC | TUBE-000041 | TUBE ASSEMBLY (FOR USN: 666SEQ, VIN: 226846, GROVE CRANE RT540E), SEL TO TEE EXT, MFG P/N: 7910101472, MFG: MANITOWOC | ASSEMBLY | ASSEMBLY | STK | 1 | 1 | 2018-07-25 | 200.89 | 191.34 | 200.89
GFM | 1700_CONTINGENCY | SB-E-02 | MARDIAN EQUI | TUBE-000043 | TUBE ASSEMBLY (FOR USN: 634SEQ, VIN: J7J89973, 100 TON CRANE), MFG P/N: J7J0639, MFG: LINK BELT CRANES | EACH | EACH | STK | 8 | 8 | 2018-07-25 | 89.53 | 67.95 | 89.53
GFM | 1700_CONTINGENCY | SB-A-03 | MARDIAN EQUI | TUBE-000056 | TUBE, WITH C EXHAUST, FOR USN: 634SEQ, MFG PN: R3H0059, MFG: LINK BELT | EACH | EACH | STK | 1 | 1 | 2018-07-24 | 214.56 | 214.56 | 214.56
GFM | 1700_CONTINGENCY | SB-A-03 | MARDIAN EQUI | TUBE-000057 | TUBE, EXHAUST FOR USN: 634SEQ, MFG PN: J7H0140, MFG: LINK BELT | EACH | EACH | STK | 1 | 1 | 2018-07-24 | 665.58 | 665.58 | 665.58
GFM | 1700_CONTINGENCY | SB-B-02 |  | TUBE-000058 | TUBE ASY MFG USN634SEQ MFG PN: J7J0795 MFG LINK BELT | EACH | EACH | STK | 1 | 1 | 2018-07-24 | 269.61 | 269.61 | 269.61
GFM | 1700_CONTINGENCY | SB-C-02 |  | UNIT-000001 | UNIT, FUEL, SENDING (FOR USN: 635SEQ, VIN: F2J79353, LINK BELT HTC-8675II HYDRAULIC CRANE), MFG P/N: J8A0831, MFG: LINK BELT CRANES | EACH | EACH | STK | 1 | 1 | 2018-09-17 | 87.98 | 83.8 | 87.98
GFM | 1700_CONTINGENCY | SB-C-04 |  | VALV-000053 | VALVE, PURGE (FOR USN: 635SEQ, VIN: P9J80086, CRANE TELESCOPING BOOM), MFG P/N: 3A20528, MFG: LINK BELT CRANES | ASSEMBLY | ASSEMBLY | STK | 1 | 1 | 2018-07-24 | 337.85 | 321.78 | 337.85
GFM | 1700_CONTINGENCY | SB-C-04 |  | VALV-000054 | VALVE, CHECK (FOR USN: 635SEQ, VIN: P9J80086, CRANE TELESCOPING BOOM), MFG P/N: 3A20531, MFG: LINK BELT CRANES | ASSEMBLY | ASSEMBLY | STK | 1 | 1 | 2018-07-24 | 62.72 | 59.74 | 62.72
GFM | 1700_CONTINGENCY | SB-C-04 |  | VALV-000058 | VALVE, PRESSURE, PROTECTOR (FOR USN: 635SEQ, VIN: P9J80086, CRANE TELESCOPING BOOM), MFG P/N: F8A1453, MFG: LINK BELT CRANES | EACH | EACH | STK | 1 | 1 | 2018-07-24 | 32.67 | 31.12 | 32.67
GFM | 1700_CONTINGENCY | SB-E-01 |  | VALV-000196 | VALVE, CHECK, (FOR USN: 3433TBG, VIN: 2NPLLD0X47M658483, PETERBILT CRANE), MFG P/N: 974997, MFG: MANITOWOC CRANE CARE | EACH | EACH | STK | 1 | 1 | 2018-07-25 | 106.74 | 101.66 | 106.74
GFM | 1700_CONTINGENCY | SB-C-01 | WEST PAC | VALV-000250 | VALVE, P.O. CHECK, P/N: 7926100828, MFG: MANITOWOC | EACH | EACH | STK | 2 | 2 | 2018-09-17 | 238.11 | 226.79 | 238.11
GFM | 1700_CONTINGENCY | SB-B-03 | WEST PAC | VALV-000254 | VALVE, ASSE, BYPASS. MFG PN: 9437100886, MFG: MANITOWOC CRANE | EACH | EACH | STK | 2 | 2 | 2018-09-17 | 185.67 | 185.67 | 185.67
GFM | 1700_CONTINGENCY | SB-B-02 | MARDIAN EQUI | VALV-700302 | VALVE, CHECK W/THERMAL, MFG PN: F7J0193, MFG: LINK BELT, FOR USN: 634SEQ | EACH | EACH | STK | 4 | 4 | 2018-07-24 | 90.91 | 90.91 | 90.91
GFM | 1700_CONTINGENCY | SB-C-04 |  | WALK-000001 | WALK, SAFETY (FOR USN: 635SEQ, VIN: P9J80086, CRANE TELESCOPING BOOM), MFG P/N: 850040013, MFG: LINK BELT CRANES | EACH | EACH | STK | 5 | 5 | 2018-07-24 | 8.01 | 7.63 | 8.01
GFM | 1700_CONTINGENCY | SB-C-04 |  | WASH-000007 | WASHER, NYLON (FOR USN: 635SEQ, VIN: P9J80086, CRANE TELESCOPING BOOM), MFG P/N: 28A5716, MFG: LINK BELT CRANES | EACH | EACH | STK | 8 | 8 | 2018-07-24 | 2.1 | 2 | 2.1
GFM | 1700_CONTINGENCY | SB-C-01 | WEST PAC | WASH-000047 | WASHER, LOCK, 10-HRC 44-51 D/N 7980, P/N: 7951190210, MFG: MANITOWOC | EACH | EACH | STK | 4 | 4 | 2018-09-17 | 0.1 | 0.1 | 0.1
GFM | 1700_CONTINGENCY | SB-A-02 | MARDIAN EQUI | WASH-000049 | WASHER, MFG P/N: 3D0978, MFG: LINK-BELT | EACH | EACH | STK | 2 | 2 | 2018-07-24 | 137.25 | 130.72 | 137.25
GFM | 1700_CONTINGENCY | SB-A-02 | MARDIAN EQUI | WASH-000050 | WASHER, THRUST, MFG P/N:3D1577, MFG:LINK-BELT | EACH | EACH | STK | 2 | 2 | 2018-07-24 | 57.38 | 54.65 | 57.38
GFM | 1700_CONTINGENCY | SB-A-02 | MARDIAN EQUI | WASH-000051 | WASHER, THRUST, MFG P/N: 3J11377, MFG: LINK-BELT | EACH | EACH | STK | 12 | 12 | 2018-07-24 | 12.67 | 12.07 | 12.67
GFM | 1700_CONTINGENCY | SB-A-02 | MARDIAN EQUI | WASH-000052 | WASHER, THRUST, MFG P/N: 3D1606, MFG: LINK-BELT | EACH | EACH | STK | 12 | 12 | 2018-07-24 | 20.45 | 19.48 | 20.45
GFM | 1700_CONTINGENCY | SB-D-02 | MARDIAN EQUI | WASH-000053 | WASHER, MFG P/N: 128003011, MFG: LINK-BELT | EACH | EACH | STK | 1 | 1 | 2018-07-25 | 1.5 | 1.5 | 1.5
GFM | 1700_CONTINGENCY | SB-D-02 | MARDIAN EQUI | WASH-000054 | WASHER, MFG P/N: 128003006, MFG: LINK-BELT | EACH | EACH | STK | 1 | 1 | 2018-07-25 | 1.5 | 1.5 | 1.5
GFM | 1700_CONTINGENCY | SB-D-02 | MARDIAN EQUI | WASH-000055 | LOCKWASHER, MFG P/N: 1X0030, MFG:LINK-BELT | EACH | EACH | STK | 1 | 1 | 2018-07-25 | 1.54 | 1.54 | 1.54
GFM | 1700_CONTINGENCY | SB-B-02 |  | WASH-000056 | WASHER MFG USN634SEQ PN:128003001 MFG LINK BELT | EACH | EACH | STK | 6 | 6 | 2018-07-24 | 1.5 | 1.5 | 1.5
GFM | 1700_CONTINGENCY | SB-E-01 |  | WEDG-000001 | WEDGE, CABLE, (FOR USN: 3433TBG, VIN: 2NPLLD0X47M658483, PETERBILT CRANE), MFG P/N: 981373, MFG: MANITOWOC CRANE CARE | EACH | EACH | STK | 1 | 1 | 2018-07-25 | 35.44 | 33.75 | 35.44
GFM | 1700_CONTINGENCY | SB-A-01 |  | WEIG-000001 | WEIGHT AND CHAIN, LMI-A2B (FOR USN: 1198SEQ, VIN: W091004507WG12073, GROVE GMK4115 CRANE), MFG P/N: 3486000212, MFG: MANITOWOC CRANE CARE | EACH | EACH | STK | 1 | 1 | 2018-07-24 | 104.57 | 99.6 | 104.57
GFM | 1700_CONTINGENCY | SB-FLOOR |  | WIRE-000014 | WIRE ROPE ASSEMBLY, 10MM X 87 – 5, W/CERTIFICATE AND 2EA WIRE ROPE WEDGE, SUPER 8 RRL AND/OR LRL, C/W BALL ONE END, OTHER END FUSED AND TAPERED, (FOR USN: AF005-B1, VIN: N/A, CAT3 CRANE), MFG P/N: 179-2085U-BP, MFG: DETROIT HOIST AND CRANE CO. | REEL | REEL | STK | 1 | 1 | 2018-04-04 | 1322.91 | 1260 | 1322.91
GFM | 1700_CONTINGENCY | SB-FLOOR |  | WIRE-000016 | WIRE ROPE ASSEMBLY, 10MM X 87 – 5, W/CERTIFICATE AND 2EA WIRE ROPE WEDGE, SUPER 8 RRL AND/OR LRL, C/W BALL ONE END, OTHER END FUSED AND TAPERED, (FOR USN: AF006-B2, VIN: 149932, CAT3 CRANE), MFG P/N: 179-2085U-BP, MFG: DETROIT HOIST AND CRANE CO. | REEL | REEL | STK | 1 | 1 | 2018-04-04 | 1322.91 | 1260 | 1322.91
GFM | 1700_CONTINGENCY | SB-B-02 | MARDIAN EQUI | WIRE-000080 | WIRING ASSEMBLY (FOR USN: 634SEQ, VIN: J7J89973, 100 TON CRANE), MFG P/N: 3N1065, MFG: LINK BELT CRANES | ASSEMBLY | ASSEMBLY | STK | 1 | 1 | 2018-07-24 | 221.15 | 210.63 | 221.15
GFM | 1700_CONTINGENCY | SB-FLOOR | ALTEC | WIRE-000081 | WIRE, ROPE, ASSEMBLY, 50INCH, 125FT LONG, MFG PN: 023412086, MFG: ALTEC | REEL | ROLL | STK | 1 | 1 | 2018-04-04 | 642.57 | 642.57 | 642.57
GFM | 1700_CONTINGENCY | SB-C-04 |  | YOKE-000003 | YOKE (FOR USN: 635SEQ, VIN: P9J80086, CRANE TELESCOPING BOOM), MFG P/N: HC0104, MFG: LINK BELT CRANES | EACH | EACH | STK | 1 | 1 | 2018-07-24 | 18.11 | 17.25 | 18.11
140044.11